## Annual Load
| Peak Demand | 5.0687 | 2025-06-25 18:00 |  | Winter |  | Peak Demand | 5.5992 | 2025-06-30 07:00 |  | Winter
| Yarralumla | [5 empty] | Curtin North
| Historical Load (MVA/MW) | Forecast Load (MVA/MW) |  |  |  |  | Historical Load (MVA/MW) | Forecast Load (MVA/MW)
Timestamp | 2024/25 | 2026 | 2027 | 2028 | 2029 | 2030 | 2024/25 | 2026 | 2027 | 2028 | 2029 | 2030
2024-10-01 | 1.3588 | 1.5883 | 3.1133 | 4.5771 | 4.5771 | 4.5771 | 1.1298 | 1.1514 | 1.1514 | 1.2729 | 1.4296 | 1.4296
2024-10-01 01:00 | 1.3893 | 1.624 | 3.1832 | 4.6799 | 4.6799 | 4.6799 | 1.1221 | 1.1436 | 1.1436 | 1.2643 | 1.4199 | 1.4199
2024-10-01 02:00 | 1.3664 | 1.5972 | 3.1308 | 4.6028 | 4.6028 | 4.6028 | 1.1183 | 1.1397 | 1.1397 | 1.26 | 1.4151 | 1.4151
2024-10-01 03:00 | 1.3588 | 1.5883 | 3.1133 | 4.5771 | 4.5771 | 4.5771 | 1.1412 | 1.163 | 1.163 | 1.2858 | 1.444 | 1.444
2024-10-01 04:00 | 1.4542 | 1.6998 | 3.3319 | 4.8985 | 4.8985 | 4.8985 | 1.2366 | 1.2603 | 1.2603 | 1.3933 | 1.5648 | 1.5648
2024-10-01 05:00 | 1.7405 | 2.0344 | 3.9878 | 5.8628 | 5.8628 | 5.8628 | 1.416 | 1.4431 | 1.4431 | 1.5954 | 1.7918 | 1.7918
2024-10-01 06:00 | 2.0954 | 2.4494 | 4.8011 | 7.0584 | 7.0584 | 7.0584 | 1.6947 | 1.7271 | 1.7271 | 1.9094 | 2.1443 | 2.1443
2024-10-01 07:00 | 2.1679 | 2.5341 | 4.9673 | 7.3027 | 7.3027 | 7.3027 | 1.9313 | 1.9682 | 1.9682 | 2.176 | 2.4438 | 2.4438
2024-10-01 08:00 | 2.0611 | 2.4092 | 4.7224 | 6.9427 | 6.9427 | 6.9427 | 1.8282 | 1.8632 | 1.8632 | 2.0599 | 2.3134 | 2.3134
2024-10-01 09:00 | 1.7939 | 2.0969 | 4.1102 | 6.0427 | 6.0427 | 6.0427 | 1.6641 | 1.6959 | 1.6959 | 1.875 | 2.1057 | 2.1057
2024-10-01 10:00 | 0.99237 | 1.16 | 2.2737 | 3.3428 | 3.3428 | 3.3428 | 0.89313 | 0.91021 | 0.91021 | 1.0063 | 1.1301 | 1.1301
2024-10-01 11:00 | 0.56489 | 0.6603 | 1.2943 | 1.9028 | 1.9028 | 1.9028 | 0.67939 | 0.69238 | 0.69238 | 0.76547 | 0.85966 | 0.85966
2024-10-01 12:00 | 0.58397 | 0.68261 | 1.338 | 1.9671 | 1.9671 | 1.9671 | 0.66031 | 0.67293 | 0.67293 | 0.74396 | 0.83552 | 0.83552
2024-10-01 13:00 | 0.50382 | 0.58892 | 1.1544 | 1.6971 | 1.6971 | 1.6971 | 0.79008 | 0.80519 | 0.80519 | 0.89018 | 0.99972 | 0.99972
2024-10-01 14:00 | 0.75573 | 0.88338 | 1.7315 | 2.5457 | 2.5457 | 2.5457 | 1.0382 | 1.058 | 1.058 | 1.1697 | 1.3136 | 1.3136
2024-10-01 15:00 | 1.1489 | 1.3429 | 2.6323 | 3.8699 | 3.8699 | 3.8699 | 1.6641 | 1.6959 | 1.6959 | 1.875 | 2.1057 | 2.1057
2024-10-01 16:00 | 1.4924 | 1.7444 | 3.4194 | 5.0271 | 5.0271 | 5.0271 | 1.6756 | 1.7076 | 1.7076 | 1.8879 | 2.1202 | 2.1202
2024-10-01 17:00 | 1.8282 | 2.1371 | 4.1889 | 6.1585 | 6.1585 | 6.1585 | 1.7977 | 1.8321 | 1.8321 | 2.0255 | 2.2747 | 2.2747
2024-10-01 18:00 | 2.187 | 2.5564 | 5.011 | 7.367 | 7.367 | 7.367 | 2.0076 | 2.046 | 2.046 | 2.262 | 2.5404 | 2.5404
2024-10-01 19:00 | 2.0382 | 2.3824 | 4.6699 | 6.8656 | 6.8656 | 6.8656 | 1.855 | 1.8904 | 1.8904 | 2.09 | 2.3472 | 2.3472
2024-10-01 20:00 | 1.855 | 2.1683 | 4.2501 | 6.2485 | 6.2485 | 6.2485 | 1.5458 | 1.5754 | 1.5754 | 1.7417 | 1.956 | 1.956
2024-10-01 21:00 | 1.855 | 2.1683 | 4.2501 | 6.2485 | 6.2485 | 6.2485 | 1.4466 | 1.4742 | 1.4742 | 1.6298 | 1.8304 | 1.8304
2024-10-01 22:00 | 1.7595 | 2.0567 | 4.0315 | 5.927 | 5.927 | 5.927 | 1.3588 | 1.3848 | 1.3848 | 1.5309 | 1.7193 | 1.7193
2024-10-01 23:00 | 1.6298 | 1.9051 | 3.7342 | 5.4899 | 5.4899 | 5.4899 | 1.2328 | 1.2564 | 1.2564 | 1.389 | 1.56 | 1.56
2024-10-02 | 1.4275 | 1.6686 | 3.2707 | 4.8085 | 4.8085 | 4.8085 | 1.0458 | 1.0658 | 1.0658 | 1.1783 | 1.3233 | 1.3233
2024-10-02 01:00 | 1.3779 | 1.6106 | 3.157 | 4.6413 | 4.6413 | 4.6413 | 1.0496 | 1.0697 | 1.0697 | 1.1826 | 1.3281 | 1.3281
2024-10-02 02:00 | 1.3588 | 1.5883 | 3.1133 | 4.5771 | 4.5771 | 4.5771 | 1.0496 | 1.0697 | 1.0697 | 1.1826 | 1.3281 | 1.3281
2024-10-02 03:00 | 1.2634 | 1.4768 | 2.8946 | 4.2556 | 4.2556 | 4.2556 | 1.0382 | 1.058 | 1.058 | 1.1697 | 1.3136 | 1.3136
2024-10-02 04:00 | 1.2901 | 1.508 | 2.9559 | 4.3456 | 4.3456 | 4.3456 | 1.0038 | 1.023 | 1.023 | 1.131 | 1.2702 | 1.2702
2024-10-02 05:00 | 1.4962 | 1.7489 | 3.4281 | 5.0399 | 5.0399 | 5.0399 | 1.1756 | 1.1981 | 1.1981 | 1.3245 | 1.4875 | 1.4875
2024-10-02 06:00 | 1.8435 | 2.1549 | 4.2239 | 6.2099 | 6.2099 | 6.2099 | 1.5687 | 1.5987 | 1.5987 | 1.7675 | 1.985 | 1.985
2024-10-02 07:00 | 1.9656 | 2.2977 | 4.5038 | 6.6213 | 6.6213 | 6.6213 | 1.8855 | 1.9216 | 1.9216 | 2.1244 | 2.3858 | 2.3858
2024-10-02 08:00 | 1.9122 | 2.2352 | 4.3813 | 6.4413 | 6.4413 | 6.4413 | 1.9046 | 1.941 | 1.941 | 2.1459 | 2.41 | 2.41
2024-10-02 09:00 | 1.7099 | 1.9987 | 3.9178 | 5.7599 | 5.7599 | 5.7599 | 1.9275 | 1.9643 | 1.9643 | 2.1717 | 2.4389 | 2.4389
2024-10-02 10:00 | 1.126 | 1.3161 | 2.5798 | 3.7928 | 3.7928 | 3.7928 | 1.3931 | 1.4198 | 1.4198 | 1.5696 | 1.7628 | 1.7628
2024-10-02 11:00 | 0.71374 | 0.8343 | 1.6353 | 2.4042 | 2.4042 | 2.4042 | 1.1718 | 1.1942 | 1.1942 | 1.3202 | 1.4827 | 1.4827
2024-10-02 12:00 | 1.2443 | 1.4544 | 2.8509 | 4.1914 | 4.1914 | 4.1914 | 0.9313 | 0.94911 | 0.94911 | 1.0493 | 1.1784 | 1.1784
2024-10-02 13:00 | 0.59924 | 0.70045 | 1.373 | 2.0185 | 2.0185 | 2.0185 | 0.86641 | 0.88298 | 0.88298 | 0.97618 | 1.0963 | 1.0963
2024-10-02 14:00 | 1.3473 | 1.5749 | 3.087 | 4.5385 | 4.5385 | 4.5385 | 0.98092 | 0.99968 | 0.99968 | 1.1052 | 1.2412 | 1.2412
2024-10-02 15:00 | 1.0038 | 1.1734 | 2.3 | 3.3814 | 3.3814 | 3.3814 | 1.3053 | 1.3303 | 1.3303 | 1.4707 | 1.6517 | 1.6517
2024-10-02 16:00 | 1.4924 | 1.7444 | 3.4194 | 5.0271 | 5.0271 | 5.0271 | 1.6527 | 1.6843 | 1.6843 | 1.8621 | 2.0912 | 2.0912
2024-10-02 17:00 | 1.7519 | 2.0478 | 4.014 | 5.9013 | 5.9013 | 5.9013 | 1.8664 | 1.9021 | 1.9021 | 2.1029 | 2.3617 | 2.3617
2024-10-02 18:00 | 2.0954 | 2.4494 | 4.8011 | 7.0584 | 7.0584 | 7.0584 | 1.8664 | 1.9021 | 1.9021 | 2.1029 | 2.3617 | 2.3617
2024-10-02 19:00 | 2.0878 | 2.4404 | 4.7836 | 7.0327 | 7.0327 | 7.0327 | 1.8893 | 1.9254 | 1.9254 | 2.1287 | 2.3906 | 2.3906
2024-10-02 20:00 | 2.0382 | 2.3824 | 4.6699 | 6.8656 | 6.8656 | 6.8656 | 1.7023 | 1.7348 | 1.7348 | 1.918 | 2.154 | 2.154
2024-10-02 21:00 | 1.8626 | 2.1772 | 4.2676 | 6.2742 | 6.2742 | 6.2742 | 1.6908 | 1.7232 | 1.7232 | 1.9051 | 2.1395 | 2.1395
2024-10-02 22:00 | 1.8321 | 2.1415 | 4.1977 | 6.1713 | 6.1713 | 6.1713 | 1.4924 | 1.5209 | 1.5209 | 1.6814 | 1.8884 | 1.8884
2024-10-02 23:00 | 1.6183 | 1.8917 | 3.7079 | 5.4513 | 5.4513 | 5.4513 | 1.2863 | 1.3109 | 1.3109 | 1.4492 | 1.6276 | 1.6276
2024-10-03 | 1.4427 | 1.6864 | 3.3057 | 4.8599 | 4.8599 | 4.8599 | 1.145 | 1.1669 | 1.1669 | 1.2901 | 1.4489 | 1.4489
2024-10-03 01:00 | 1.355 | 1.5838 | 3.1045 | 4.5642 | 4.5642 | 4.5642 | 1.0687 | 1.0891 | 1.0891 | 1.2041 | 1.3523 | 1.3523
2024-10-03 02:00 | 1.3168 | 1.5392 | 3.0171 | 4.4356 | 4.4356 | 4.4356 | 1.042 | 1.0619 | 1.0619 | 1.174 | 1.3185 | 1.3185
2024-10-03 03:00 | 1.3244 | 1.5481 | 3.0346 | 4.4613 | 4.4613 | 4.4613 | 1.0458 | 1.0658 | 1.0658 | 1.1783 | 1.3233 | 1.3233
2024-10-03 04:00 | 1.4008 | 1.6374 | 3.2095 | 4.7185 | 4.7185 | 4.7185 | 1.1336 | 1.1553 | 1.1553 | 1.2772 | 1.4344 | 1.4344
2024-10-03 05:00 | 1.6221 | 1.8961 | 3.7167 | 5.4642 | 5.4642 | 5.4642 | 1.3511 | 1.377 | 1.377 | 1.5223 | 1.7097 | 1.7097
2024-10-03 06:00 | 2.0115 | 2.3512 | 4.6087 | 6.7756 | 6.7756 | 6.7756 | 1.6336 | 1.6648 | 1.6648 | 1.8406 | 2.0671 | 2.0671
2024-10-03 07:00 | 2.1412 | 2.5029 | 4.906 | 7.2127 | 7.2127 | 7.2127 | 1.7824 | 1.8165 | 1.8165 | 2.0083 | 2.2554 | 2.2554
2024-10-03 08:00 | 1.4046 | 1.6418 | 3.2182 | 4.7313 | 4.7313 | 4.7313 | 1.3855 | 1.412 | 1.412 | 1.561 | 1.7531 | 1.7531
2024-10-03 09:00 | 1.0878 | 1.2715 | 2.4924 | 3.6642 | 3.6642 | 3.6642 | 1.0344 | 1.0541 | 1.0541 | 1.1654 | 1.3088 | 1.3088
2024-10-03 10:00 | 0.82824 | 0.96814 | 1.8977 | 2.7899 | 2.7899 | 2.7899 | 0.81679 | 0.83241 | 0.83241 | 0.92028 | 1.0335 | 1.0335
2024-10-03 11:00 | 0.57252 | 0.66922 | 1.3118 | 1.9285 | 1.9285 | 1.9285 | 0.83206 | 0.84797 | 0.84797 | 0.93748 | 1.0528 | 1.0528
2024-10-03 12:00 | 0.5 | 0.58446 | 1.1456 | 1.6843 | 1.6843 | 1.6843 | 0.79389 | 0.80908 | 0.80908 | 0.89448 | 1.0046 | 1.0046
2024-10-03 13:00 | 0.58015 | 0.67815 | 1.3293 | 1.9543 | 1.9543 | 1.9543 | 0.92748 | 0.94522 | 0.94522 | 1.045 | 1.1736 | 1.1736
2024-10-03 14:00 | 0.71756 | 0.83876 | 1.6441 | 2.4171 | 2.4171 | 2.4171 | 0.99237 | 1.0113 | 1.0113 | 1.1181 | 1.2557 | 1.2557
2024-10-03 15:00 | 1.0878 | 1.2715 | 2.4924 | 3.6642 | 3.6642 | 3.6642 | 1.4847 | 1.5131 | 1.5131 | 1.6728 | 1.8787 | 1.8787
2024-10-03 16:00 | 1.5038 | 1.7578 | 3.4456 | 5.0656 | 5.0656 | 5.0656 | 1.813 | 1.8476 | 1.8476 | 2.0427 | 2.294 | 2.294
2024-10-03 17:00 | 1.7634 | 2.0612 | 4.0403 | 5.9399 | 5.9399 | 5.9399 | 1.9198 | 1.9566 | 1.9566 | 2.1631 | 2.4293 | 2.4293
2024-10-03 18:00 | 2.0191 | 2.3601 | 4.6262 | 6.8013 | 6.8013 | 6.8013 | 1.9962 | 2.0344 | 2.0344 | 2.2491 | 2.5259 | 2.5259
2024-10-03 19:00 | 1.9962 | 2.3334 | 4.5737 | 6.7242 | 6.7242 | 6.7242 | 1.9313 | 1.9682 | 1.9682 | 2.176 | 2.4438 | 2.4438
2024-10-03 20:00 | 1.958 | 2.2887 | 4.4863 | 6.5956 | 6.5956 | 6.5956 | 1.7099 | 1.7426 | 1.7426 | 1.9266 | 2.1636 | 2.1636
2024-10-03 21:00 | 1.8053 | 2.1103 | 4.1365 | 6.0813 | 6.0813 | 6.0813 | 1.6527 | 1.6843 | 1.6843 | 1.8621 | 2.0912 | 2.0912
2024-10-03 22:00 | 1.7519 | 2.0478 | 4.014 | 5.9013 | 5.9013 | 5.9013 | 1.4656 | 1.4937 | 1.4937 | 1.6513 | 1.8546 | 1.8546
2024-10-03 23:00 | 1.584 | 1.8515 | 3.6292 | 5.3356 | 5.3356 | 5.3356 | 1.3053 | 1.3303 | 1.3303 | 1.4707 | 1.6517 | 1.6517
2024-10-04 | 1.4771 | 1.7266 | 3.3844 | 4.9756 | 4.9756 | 4.9756 | 1.1985 | 1.2214 | 1.2214 | 1.3503 | 1.5165 | 1.5165
2024-10-04 01:00 | 1.374 | 1.6061 | 3.1483 | 4.6285 | 4.6285 | 4.6285 | 1.1374 | 1.1592 | 1.1592 | 1.2815 | 1.4392 | 1.4392
2024-10-04 02:00 | 1.3702 | 1.6017 | 3.1395 | 4.6156 | 4.6156 | 4.6156 | 1.145 | 1.1669 | 1.1669 | 1.2901 | 1.4489 | 1.4489
2024-10-04 03:00 | 1.4427 | 1.6864 | 3.3057 | 4.8599 | 4.8599 | 4.8599 | 1.1221 | 1.1436 | 1.1436 | 1.2643 | 1.4199 | 1.4199
2024-10-04 04:00 | 1.5344 | 1.7935 | 3.5156 | 5.1685 | 5.1685 | 5.1685 | 1.2137 | 1.237 | 1.237 | 1.3675 | 1.5358 | 1.5358
2024-10-04 05:00 | 1.7214 | 2.0121 | 3.9441 | 5.7985 | 5.7985 | 5.7985 | 1.4771 | 1.5053 | 1.5053 | 1.6642 | 1.869 | 1.869
2024-10-04 06:00 | 2.0534 | 2.4003 | 4.7049 | 6.917 | 6.917 | 6.917 | 1.6947 | 1.7271 | 1.7271 | 1.9094 | 2.1443 | 2.1443
2024-10-04 07:00 | 1.8855 | 2.204 | 4.3201 | 6.3513 | 6.3513 | 6.3513 | 1.7443 | 1.7776 | 1.7776 | 1.9653 | 2.2071 | 2.2071
2024-10-04 08:00 | 1.5687 | 1.8337 | 3.5943 | 5.2842 | 5.2842 | 5.2842 | 1.5534 | 1.5831 | 1.5831 | 1.7503 | 1.9656 | 1.9656
2024-10-04 09:00 | 1.374 | 1.6061 | 3.1483 | 4.6285 | 4.6285 | 4.6285 | 1.1832 | 1.2058 | 1.2058 | 1.3331 | 1.4972 | 1.4972
2024-10-04 10:00 | 1.4542 | 1.6998 | 3.3319 | 4.8985 | 4.8985 | 4.8985 | 1.5305 | 1.5598 | 1.5598 | 1.7244 | 1.9367 | 1.9367
2024-10-04 11:00 | 1.584 | 1.8515 | 3.6292 | 5.3356 | 5.3356 | 5.3356 | 1.7595 | 1.7932 | 1.7932 | 1.9825 | 2.2264 | 2.2264
2024-10-04 12:00 | 1.7137 | 2.0032 | 3.9266 | 5.7728 | 5.7728 | 5.7728 | 1.7863 | 1.8204 | 1.8204 | 2.0126 | 2.2602 | 2.2602
2024-10-04 13:00 | 1.7366 | 2.03 | 3.979 | 5.8499 | 5.8499 | 5.8499 | 2.0153 | 2.0538 | 2.0538 | 2.2706 | 2.55 | 2.55
2024-10-04 14:00 | 1.6641 | 1.9452 | 3.8129 | 5.6056 | 5.6056 | 5.6056 | 1.8664 | 1.9021 | 1.9021 | 2.1029 | 2.3617 | 2.3617
2024-10-04 15:00 | 1.5191 | 1.7757 | 3.4806 | 5.117 | 5.117 | 5.117 | 1.7176 | 1.7504 | 1.7504 | 1.9352 | 2.1733 | 2.1733
2024-10-04 16:00 | 1.7786 | 2.0791 | 4.0752 | 5.9913 | 5.9913 | 5.9913 | 1.7977 | 1.8321 | 1.8321 | 2.0255 | 2.2747 | 2.2747
2024-10-04 17:00 | 1.8244 | 2.1326 | 4.1802 | 6.1456 | 6.1456 | 6.1456 | 1.9046 | 1.941 | 1.941 | 2.1459 | 2.41 | 2.41
2024-10-04 18:00 | 2.0382 | 2.3824 | 4.6699 | 6.8656 | 6.8656 | 6.8656 | 1.9389 | 1.976 | 1.976 | 2.1846 | 2.4534 | 2.4534
2024-10-04 19:00 | 2.0573 | 2.4047 | 4.7136 | 6.9299 | 6.9299 | 6.9299 | 1.813 | 1.8476 | 1.8476 | 2.0427 | 2.294 | 2.294
2024-10-04 20:00 | 1.855 | 2.1683 | 4.2501 | 6.2485 | 6.2485 | 6.2485 | 1.7672 | 1.801 | 1.801 | 1.9911 | 2.2361 | 2.2361
2024-10-04 21:00 | 1.6985 | 1.9854 | 3.8916 | 5.7213 | 5.7213 | 5.7213 | 1.5802 | 1.6104 | 1.6104 | 1.7804 | 1.9994 | 1.9994
2024-10-04 22:00 | 1.7863 | 2.088 | 4.0927 | 6.017 | 6.017 | 6.017 | 1.5687 | 1.5987 | 1.5987 | 1.7675 | 1.985 | 1.985
2024-10-04 23:00 | 1.6489 | 1.9274 | 3.7779 | 5.5542 | 5.5542 | 5.5542 | 1.4275 | 1.4548 | 1.4548 | 1.6083 | 1.8063 | 1.8063
2024-10-05 | 1.4771 | 1.7266 | 3.3844 | 4.9756 | 4.9756 | 4.9756 | 1.1679 | 1.1903 | 1.1903 | 1.3159 | 1.4778 | 1.4778
2024-10-05 01:00 | 1.3015 | 1.5214 | 2.9821 | 4.3842 | 4.3842 | 4.3842 | 1.1298 | 1.1514 | 1.1514 | 1.2729 | 1.4296 | 1.4296
2024-10-05 02:00 | 1.2481 | 1.4589 | 2.8597 | 4.2042 | 4.2042 | 4.2042 | 1.0496 | 1.0697 | 1.0697 | 1.1826 | 1.3281 | 1.3281
2024-10-05 03:00 | 1.2137 | 1.4188 | 2.781 | 4.0885 | 4.0885 | 4.0885 | 1.1489 | 1.1708 | 1.1708 | 1.2944 | 1.4537 | 1.4537
2024-10-05 04:00 | 1.2748 | 1.4901 | 2.9209 | 4.2942 | 4.2942 | 4.2942 | 1.0954 | 1.1164 | 1.1164 | 1.2342 | 1.3861 | 1.3861
2024-10-05 05:00 | 1.355 | 1.5838 | 3.1045 | 4.5642 | 4.5642 | 4.5642 | 1.1298 | 1.1514 | 1.1514 | 1.2729 | 1.4296 | 1.4296
2024-10-05 06:00 | 1.3053 | 1.5258 | 2.9908 | 4.3971 | 4.3971 | 4.3971 | 1.3168 | 1.342 | 1.342 | 1.4836 | 1.6662 | 1.6662
2024-10-05 07:00 | 1.1527 | 1.3474 | 2.641 | 3.8828 | 3.8828 | 3.8828 | 0.98855 | 1.0075 | 1.0075 | 1.1138 | 1.2509 | 1.2509
2024-10-05 08:00 | 0.83206 | 0.97261 | 1.9064 | 2.8028 | 2.8028 | 2.8028 | 0.95802 | 0.97634 | 0.97634 | 1.0794 | 1.2122 | 1.2122
2024-10-05 09:00 | 1.0763 | 1.2581 | 2.4661 | 3.6256 | 3.6256 | 3.6256 | 0.94275 | 0.96078 | 0.96078 | 1.0622 | 1.1929 | 1.1929
2024-10-05 10:00 | 1.2366 | 1.4455 | 2.8334 | 4.1656 | 4.1656 | 4.1656 | 1.2481 | 1.272 | 1.272 | 1.4062 | 1.5793 | 1.5793
2024-10-05 11:00 | 1.0687 | 1.2492 | 2.4486 | 3.5999 | 3.5999 | 3.5999 | 1.1603 | 1.1825 | 1.1825 | 1.3073 | 1.4682 | 1.4682
2024-10-05 12:00 | 1.2328 | 1.4411 | 2.8247 | 4.1528 | 4.1528 | 4.1528 | 1.3473 | 1.3731 | 1.3731 | 1.518 | 1.7048 | 1.7048
2024-10-05 13:00 | 1.1756 | 1.3741 | 2.6935 | 3.9599 | 3.9599 | 3.9599 | 1.1031 | 1.1241 | 1.1241 | 1.2428 | 1.3957 | 1.3957
2024-10-05 14:00 | 1.2519 | 1.4634 | 2.8684 | 4.2171 | 4.2171 | 4.2171 | 1.2748 | 1.2992 | 1.2992 | 1.4363 | 1.6131 | 1.6131
2024-10-05 15:00 | 0.88168 | 1.0306 | 2.0201 | 2.9699 | 2.9699 | 2.9699 | 0.9542 | 0.97245 | 0.97245 | 1.0751 | 1.2074 | 1.2074
2024-10-05 16:00 | 1.458 | 1.7043 | 3.3407 | 4.9113 | 4.9113 | 4.9113 | 1.3893 | 1.4159 | 1.4159 | 1.5653 | 1.758 | 1.758
2024-10-05 17:00 | 1.6832 | 1.9675 | 3.8566 | 5.6699 | 5.6699 | 5.6699 | 1.5878 | 1.6182 | 1.6182 | 1.789 | 2.0091 | 2.0091
2024-10-05 18:00 | 1.8015 | 2.1058 | 4.1277 | 6.0685 | 6.0685 | 6.0685 | 1.6908 | 1.7232 | 1.7232 | 1.9051 | 2.1395 | 2.1395
2024-10-05 19:00 | 1.7939 | 2.0969 | 4.1102 | 6.0427 | 6.0427 | 6.0427 | 1.6145 | 1.6454 | 1.6454 | 1.8191 | 2.0429 | 2.0429
2024-10-05 20:00 | 1.7214 | 2.0121 | 3.9441 | 5.7985 | 5.7985 | 5.7985 | 1.4847 | 1.5131 | 1.5131 | 1.6728 | 1.8787 | 1.8787
2024-10-05 21:00 | 1.7061 | 1.9943 | 3.9091 | 5.747 | 5.747 | 5.747 | 1.5649 | 1.5948 | 1.5948 | 1.7632 | 1.9801 | 1.9801
2024-10-05 22:00 | 1.6527 | 1.9318 | 3.7867 | 5.567 | 5.567 | 5.567 | 1.4122 | 1.4392 | 1.4392 | 1.5911 | 1.7869 | 1.7869
2024-10-05 23:00 | 1.5534 | 1.8158 | 3.5593 | 5.2328 | 5.2328 | 5.2328 | 1.3168 | 1.342 | 1.342 | 1.4836 | 1.6662 | 1.6662
2024-10-06 | 1.3359 | 1.5615 | 3.0608 | 4.4999 | 4.4999 | 4.4999 | 1.1985 | 1.2214 | 1.2214 | 1.3503 | 1.5165 | 1.5165
2024-10-06 01:00 | 1.3092 | 1.5303 | 2.9996 | 4.4099 | 4.4099 | 4.4099 | 1.1221 | 1.1436 | 1.1436 | 1.2643 | 1.4199 | 1.4199
2024-10-06 03:00 | 1.2137 | 1.4188 | 2.781 | 4.0885 | 4.0885 | 4.0885 | 1.0611 | 1.0814 | 1.0814 | 1.1955 | 1.3426 | 1.3426
2024-10-06 04:00 | 1.2328 | 1.4411 | 2.8247 | 4.1528 | 4.1528 | 4.1528 | 1.0305 | 1.0502 | 1.0502 | 1.1611 | 1.304 | 1.304
2024-10-06 05:00 | 1.3931 | 1.6284 | 3.192 | 4.6928 | 4.6928 | 4.6928 | 1.1069 | 1.128 | 1.128 | 1.2471 | 1.4006 | 1.4006
2024-10-06 06:00 | 1.374 | 1.6061 | 3.1483 | 4.6285 | 4.6285 | 4.6285 | 1.1374 | 1.1592 | 1.1592 | 1.2815 | 1.4392 | 1.4392
2024-10-06 07:00 | 1.3092 | 1.5303 | 2.9996 | 4.4099 | 4.4099 | 4.4099 | 1.0992 | 1.1203 | 1.1203 | 1.2385 | 1.3909 | 1.3909
2024-10-06 08:00 | 1.126 | 1.3161 | 2.5798 | 3.7928 | 3.7928 | 3.7928 | 1.1718 | 1.1942 | 1.1942 | 1.3202 | 1.4827 | 1.4827
2024-10-06 09:00 | 1.0878 | 1.2715 | 2.4924 | 3.6642 | 3.6642 | 3.6642 | 1.3168 | 1.342 | 1.342 | 1.4836 | 1.6662 | 1.6662
2024-10-06 10:00 | 1.1603 | 1.3563 | 2.6585 | 3.9085 | 3.9085 | 3.9085 | 1.1756 | 1.1981 | 1.1981 | 1.3245 | 1.4875 | 1.4875
2024-10-06 11:00 | 1.0763 | 1.2581 | 2.4661 | 3.6256 | 3.6256 | 3.6256 | 1.1031 | 1.1241 | 1.1241 | 1.2428 | 1.3957 | 1.3957
2024-10-06 12:00 | 0.93511 | 1.0931 | 2.1426 | 3.1499 | 3.1499 | 3.1499 | 1.1298 | 1.1514 | 1.1514 | 1.2729 | 1.4296 | 1.4296
2024-10-06 13:00 | 1.0725 | 1.2537 | 2.4574 | 3.6128 | 3.6128 | 3.6128 | 1.0305 | 1.0502 | 1.0502 | 1.1611 | 1.304 | 1.304
2024-10-06 14:00 | 0.87786 | 1.0261 | 2.0114 | 2.9571 | 2.9571 | 2.9571 | 0.94275 | 0.96078 | 0.96078 | 1.0622 | 1.1929 | 1.1929
2024-10-06 15:00 | 1.187 | 1.3875 | 2.7197 | 3.9985 | 3.9985 | 3.9985 | 1.2176 | 1.2408 | 1.2408 | 1.3718 | 1.5406 | 1.5406
2024-10-06 16:00 | 1.3588 | 1.5883 | 3.1133 | 4.5771 | 4.5771 | 4.5771 | 1.3321 | 1.3575 | 1.3575 | 1.5008 | 1.6855 | 1.6855
2024-10-06 17:00 | 1.6069 | 1.8783 | 3.6817 | 5.4128 | 5.4128 | 5.4128 | 1.4313 | 1.4587 | 1.4587 | 1.6126 | 1.8111 | 1.8111
2024-10-06 18:00 | 1.6489 | 1.9274 | 3.7779 | 5.5542 | 5.5542 | 5.5542 | 1.6298 | 1.6609 | 1.6609 | 1.8363 | 2.0622 | 2.0622
2024-10-06 19:00 | 1.7405 | 2.0344 | 3.9878 | 5.8628 | 5.8628 | 5.8628 | 1.7557 | 1.7893 | 1.7893 | 1.9782 | 2.2216 | 2.2216
2024-10-06 20:00 | 1.7099 | 1.9987 | 3.9178 | 5.7599 | 5.7599 | 5.7599 | 1.5687 | 1.5987 | 1.5987 | 1.7675 | 1.985 | 1.985
2024-10-06 21:00 | 1.7023 | 1.9898 | 3.9003 | 5.7342 | 5.7342 | 5.7342 | 1.4809 | 1.5092 | 1.5092 | 1.6685 | 1.8739 | 1.8739
2024-10-06 22:00 | 1.5573 | 1.8203 | 3.568 | 5.2456 | 5.2456 | 5.2456 | 1.4008 | 1.4276 | 1.4276 | 1.5782 | 1.7725 | 1.7725
2024-10-06 23:00 | 1.5687 | 1.8337 | 3.5943 | 5.2842 | 5.2842 | 5.2842 | 1.4313 | 1.4587 | 1.4587 | 1.6126 | 1.8111 | 1.8111
2024-10-07 | 1.4275 | 1.6686 | 3.2707 | 4.8085 | 4.8085 | 4.8085 | 1.187 | 1.2097 | 1.2097 | 1.3374 | 1.502 | 1.502
2024-10-07 01:00 | 1.3626 | 1.5928 | 3.122 | 4.5899 | 4.5899 | 4.5899 | 1.0992 | 1.1203 | 1.1203 | 1.2385 | 1.3909 | 1.3909
2024-10-07 02:00 | 1.3626 | 1.5928 | 3.122 | 4.5899 | 4.5899 | 4.5899 | 1.1145 | 1.1358 | 1.1358 | 1.2557 | 1.4102 | 1.4102
2024-10-07 03:00 | 1.3588 | 1.5883 | 3.1133 | 4.5771 | 4.5771 | 4.5771 | 1.084 | 1.1047 | 1.1047 | 1.2213 | 1.3716 | 1.3716
2024-10-07 04:00 | 1.4504 | 1.6954 | 3.3232 | 4.8856 | 4.8856 | 4.8856 | 1.0802 | 1.1008 | 1.1008 | 1.217 | 1.3668 | 1.3668
2024-10-07 05:00 | 1.5649 | 1.8292 | 3.5855 | 5.2713 | 5.2713 | 5.2713 | 1.2061 | 1.2292 | 1.2292 | 1.3589 | 1.5261 | 1.5261
2024-10-07 06:00 | 1.8244 | 2.1326 | 4.1802 | 6.1456 | 6.1456 | 6.1456 | 1.4084 | 1.4353 | 1.4353 | 1.5868 | 1.7821 | 1.7821
2024-10-07 07:00 | 1.8779 | 2.1951 | 4.3026 | 6.3256 | 6.3256 | 6.3256 | 1.6221 | 1.6532 | 1.6532 | 1.8277 | 2.0526 | 2.0526
2024-10-07 08:00 | 1.6794 | 1.9631 | 3.8479 | 5.657 | 5.657 | 5.657 | 1.6298 | 1.6609 | 1.6609 | 1.8363 | 2.0622 | 2.0622
2024-10-07 09:00 | 1.4046 | 1.6418 | 3.2182 | 4.7313 | 4.7313 | 4.7313 | 1.4733 | 1.5015 | 1.5015 | 1.6599 | 1.8642 | 1.8642
2024-10-07 10:00 | 1.5954 | 1.8649 | 3.6555 | 5.3742 | 5.3742 | 5.3742 | 1.5496 | 1.5793 | 1.5793 | 1.746 | 1.9608 | 1.9608
2024-10-07 11:00 | 1.4351 | 1.6775 | 3.2882 | 4.8342 | 4.8342 | 4.8342 | 0.97328 | 0.9919 | 0.9919 | 1.0966 | 1.2315 | 1.2315
2024-10-07 12:00 | 1.1183 | 1.3072 | 2.5623 | 3.7671 | 3.7671 | 3.7671 | 0.74427 | 0.75851 | 0.75851 | 0.83857 | 0.94177 | 0.94177
2024-10-07 13:00 | 1.3435 | 1.5704 | 3.0783 | 4.5256 | 4.5256 | 4.5256 | 1.1412 | 1.163 | 1.163 | 1.2858 | 1.444 | 1.444
2024-10-07 14:00 | 1.2863 | 1.5035 | 2.9471 | 4.3328 | 4.3328 | 4.3328 | 1.2672 | 1.2914 | 1.2914 | 1.4277 | 1.6034 | 1.6034
2024-10-07 15:00 | 1.1947 | 1.3964 | 2.7372 | 4.0242 | 4.0242 | 4.0242 | 1.4008 | 1.4276 | 1.4276 | 1.5782 | 1.7725 | 1.7725
2024-10-07 16:00 | 1.2481 | 1.4589 | 2.8597 | 4.2042 | 4.2042 | 4.2042 | 1.3397 | 1.3653 | 1.3653 | 1.5094 | 1.6952 | 1.6952
2024-10-07 17:00 | 1.6183 | 1.8917 | 3.7079 | 5.4513 | 5.4513 | 5.4513 | 1.687 | 1.7193 | 1.7193 | 1.9008 | 2.1347 | 2.1347
2024-10-07 18:00 | 1.7214 | 2.0121 | 3.9441 | 5.7985 | 5.7985 | 5.7985 | 1.6031 | 1.6337 | 1.6337 | 1.8062 | 2.0284 | 2.0284
2024-10-07 19:00 | 1.8168 | 2.1237 | 4.1627 | 6.1199 | 6.1199 | 6.1199 | 1.7099 | 1.7426 | 1.7426 | 1.9266 | 2.1636 | 2.1636
2024-10-07 20:00 | 1.7252 | 2.0166 | 3.9528 | 5.8113 | 5.8113 | 5.8113 | 1.5573 | 1.587 | 1.587 | 1.7546 | 1.9705 | 1.9705
2024-10-07 21:00 | 1.6107 | 1.8828 | 3.6905 | 5.4256 | 5.4256 | 5.4256 | 1.5267 | 1.5559 | 1.5559 | 1.7201 | 1.9318 | 1.9318
2024-10-07 22:00 | 1.5076 | 1.7623 | 3.4543 | 5.0785 | 5.0785 | 5.0785 | 1.416 | 1.4431 | 1.4431 | 1.5954 | 1.7918 | 1.7918
2024-10-07 23:00 | 1.4542 | 1.6998 | 3.3319 | 4.8985 | 4.8985 | 4.8985 | 1.2863 | 1.3109 | 1.3109 | 1.4492 | 1.6276 | 1.6276
2024-10-08 | 1.3779 | 1.6106 | 3.157 | 4.6413 | 4.6413 | 4.6413 | 1.229 | 1.2525 | 1.2525 | 1.3847 | 1.5551 | 1.5551
2024-10-08 01:00 | 1.313 | 1.5348 | 3.0083 | 4.4228 | 4.4228 | 4.4228 | 1.1183 | 1.1397 | 1.1397 | 1.26 | 1.4151 | 1.4151
2024-10-08 02:00 | 1.2328 | 1.4411 | 2.8247 | 4.1528 | 4.1528 | 4.1528 | 1.1069 | 1.128 | 1.128 | 1.2471 | 1.4006 | 1.4006
2024-10-08 03:00 | 1.2214 | 1.4277 | 2.7985 | 4.1142 | 4.1142 | 4.1142 | 1.1641 | 1.1864 | 1.1864 | 1.3116 | 1.473 | 1.473
2024-10-08 04:00 | 1.2557 | 1.4678 | 2.8772 | 4.2299 | 4.2299 | 4.2299 | 1.1336 | 1.1553 | 1.1553 | 1.2772 | 1.4344 | 1.4344
2024-10-08 05:00 | 1.5153 | 1.7712 | 3.4718 | 5.1042 | 5.1042 | 5.1042 | 1.3626 | 1.3887 | 1.3887 | 1.5352 | 1.7242 | 1.7242
2024-10-08 06:00 | 1.8969 | 2.2174 | 4.3463 | 6.3899 | 6.3899 | 6.3899 | 1.7748 | 1.8088 | 1.8088 | 1.9997 | 2.2457 | 2.2457
2024-10-08 07:00 | 2.3969 | 2.8018 | 5.492 | 8.0741 | 8.0741 | 8.0741 | 2.0267 | 2.0655 | 2.0655 | 2.2835 | 2.5645 | 2.5645
2024-10-08 08:00 | 2.4809 | 2.9 | 5.6844 | 8.357 | 8.357 | 8.357 | 2.1298 | 2.1705 | 2.1705 | 2.3996 | 2.6949 | 2.6949
2024-10-08 09:00 | 2.3321 | 2.726 | 5.3433 | 7.8556 | 7.8556 | 7.8556 | 2.2023 | 2.2444 | 2.2444 | 2.4813 | 2.7867 | 2.7867
2024-10-08 10:00 | 2.1641 | 2.5297 | 4.9585 | 7.2899 | 7.2899 | 7.2899 | 1.9962 | 2.0344 | 2.0344 | 2.2491 | 2.5259 | 2.5259
2024-10-08 11:00 | 1.645 | 1.9229 | 3.7692 | 5.5413 | 5.5413 | 5.5413 | 1.4466 | 1.4742 | 1.4742 | 1.6298 | 1.8304 | 1.8304
2024-10-08 12:00 | 1.5802 | 1.8471 | 3.6205 | 5.3228 | 5.3228 | 5.3228 | 1.4198 | 1.447 | 1.447 | 1.5997 | 1.7966 | 1.7966
2024-10-08 13:00 | 1.0382 | 1.2135 | 2.3787 | 3.4971 | 3.4971 | 3.4971 | 1.5153 | 1.5442 | 1.5442 | 1.7072 | 1.9173 | 1.9173
2024-10-08 14:00 | 0.33969 | 0.39707 | 0.77832 | 1.1443 | 1.1443 | 1.1443 | 0.83969 | 0.85575 | 0.85575 | 0.94608 | 1.0625 | 1.0625
2024-10-08 15:00 | 1.0611 | 1.2403 | 2.4312 | 3.5742 | 3.5742 | 3.5742 | 1.3855 | 1.412 | 1.412 | 1.561 | 1.7531 | 1.7531
2024-10-08 16:00 | 1.6908 | 1.9764 | 3.8741 | 5.6956 | 5.6956 | 5.6956 | 1.7863 | 1.8204 | 1.8204 | 2.0126 | 2.2602 | 2.2602
2024-10-08 17:00 | 1.9504 | 2.2798 | 4.4688 | 6.5699 | 6.5699 | 6.5699 | 1.9122 | 1.9488 | 1.9488 | 2.1545 | 2.4196 | 2.4196
2024-10-08 18:00 | 2.1794 | 2.5475 | 4.9935 | 7.3413 | 7.3413 | 7.3413 | 1.9084 | 1.9449 | 1.9449 | 2.1502 | 2.4148 | 2.4148
2024-10-08 19:00 | 2.2176 | 2.5921 | 5.0809 | 7.4699 | 7.4699 | 7.4699 | 1.8779 | 1.9138 | 1.9138 | 2.1158 | 2.3761 | 2.3761
2024-10-08 20:00 | 2.1794 | 2.5475 | 4.9935 | 7.3413 | 7.3413 | 7.3413 | 1.7977 | 1.8321 | 1.8321 | 2.0255 | 2.2747 | 2.2747
2024-10-08 21:00 | 2.1031 | 2.4583 | 4.8186 | 7.0842 | 7.0842 | 7.0842 | 1.7824 | 1.8165 | 1.8165 | 2.0083 | 2.2554 | 2.2554
2024-10-08 22:00 | 1.9122 | 2.2352 | 4.3813 | 6.4413 | 6.4413 | 6.4413 | 1.6031 | 1.6337 | 1.6337 | 1.8062 | 2.0284 | 2.0284
2024-10-08 23:00 | 1.7939 | 2.0969 | 4.1102 | 6.0427 | 6.0427 | 6.0427 | 1.3702 | 1.3964 | 1.3964 | 1.5438 | 1.7338 | 1.7338
2024-10-09 | 1.6794 | 1.9631 | 3.8479 | 5.657 | 5.657 | 5.657 | 1.1832 | 1.2058 | 1.2058 | 1.3331 | 1.4972 | 1.4972
2024-10-09 01:00 | 1.6031 | 1.8738 | 3.673 | 5.3999 | 5.3999 | 5.3999 | 1.1298 | 1.1514 | 1.1514 | 1.2729 | 1.4296 | 1.4296
2024-10-09 02:00 | 1.5611 | 1.8248 | 3.5768 | 5.2585 | 5.2585 | 5.2585 | 1.0916 | 1.1125 | 1.1125 | 1.2299 | 1.3813 | 1.3813
2024-10-09 03:00 | 1.5076 | 1.7623 | 3.4543 | 5.0785 | 5.0785 | 5.0785 | 1.0916 | 1.1125 | 1.1125 | 1.2299 | 1.3813 | 1.3813
2024-10-09 04:00 | 1.5458 | 1.8069 | 3.5418 | 5.207 | 5.207 | 5.207 | 1.145 | 1.1669 | 1.1669 | 1.2901 | 1.4489 | 1.4489
2024-10-09 05:00 | 1.8626 | 2.1772 | 4.2676 | 6.2742 | 6.2742 | 6.2742 | 1.3092 | 1.3342 | 1.3342 | 1.475 | 1.6565 | 1.6565
2024-10-09 06:00 | 2.374 | 2.775 | 5.4395 | 7.997 | 7.997 | 7.997 | 1.874 | 1.9099 | 1.9099 | 2.1115 | 2.3713 | 2.3713
2024-10-09 07:00 | 2.5382 | 2.9669 | 5.8155 | 8.5498 | 8.5498 | 8.5498 | 2.2405 | 2.2833 | 2.2833 | 2.5243 | 2.835 | 2.835
2024-10-09 08:00 | 2.3702 | 2.7706 | 5.4307 | 7.9841 | 7.9841 | 7.9841 | 2.2405 | 2.2833 | 2.2833 | 2.5243 | 2.835 | 2.835
2024-10-09 09:00 | 1.9275 | 2.2531 | 4.4163 | 6.4927 | 6.4927 | 6.4927 | 1.7328 | 1.766 | 1.766 | 1.9524 | 2.1926 | 2.1926
2024-10-09 10:00 | 1.2328 | 1.4411 | 2.8247 | 4.1528 | 4.1528 | 4.1528 | 1.2366 | 1.2603 | 1.2603 | 1.3933 | 1.5648 | 1.5648
2024-10-09 11:00 | 1.2023 | 1.4054 | 2.7547 | 4.0499 | 4.0499 | 4.0499 | 1.0458 | 1.0658 | 1.0658 | 1.1783 | 1.3233 | 1.3233
2024-10-09 12:00 | 1.1412 | 1.334 | 2.6148 | 3.8442 | 3.8442 | 3.8442 | 1.0878 | 1.1086 | 1.1086 | 1.2256 | 1.3764 | 1.3764
2024-10-09 13:00 | 1.355 | 1.5838 | 3.1045 | 4.5642 | 4.5642 | 4.5642 | 1.1183 | 1.1397 | 1.1397 | 1.26 | 1.4151 | 1.4151
2024-10-09 14:00 | 1.2443 | 1.4544 | 2.8509 | 4.1914 | 4.1914 | 4.1914 | 1.2901 | 1.3147 | 1.3147 | 1.4535 | 1.6324 | 1.6324
2024-10-09 15:00 | 1.2748 | 1.4901 | 2.9209 | 4.2942 | 4.2942 | 4.2942 | 1.2634 | 1.2875 | 1.2875 | 1.4234 | 1.5986 | 1.5986
2024-10-09 16:00 | 1.0954 | 1.2804 | 2.5099 | 3.6899 | 3.6899 | 3.6899 | 1.4046 | 1.4314 | 1.4314 | 1.5825 | 1.7773 | 1.7773
2024-10-09 17:00 | 1.5267 | 1.7846 | 3.4981 | 5.1428 | 5.1428 | 5.1428 | 1.7176 | 1.7504 | 1.7504 | 1.9352 | 2.1733 | 2.1733
2024-10-09 18:00 | 1.8855 | 2.204 | 4.3201 | 6.3513 | 6.3513 | 6.3513 | 1.8282 | 1.8632 | 1.8632 | 2.0599 | 2.3134 | 2.3134
2024-10-09 19:00 | 2.1679 | 2.5341 | 4.9673 | 7.3027 | 7.3027 | 7.3027 | 1.9885 | 2.0266 | 2.0266 | 2.2405 | 2.5162 | 2.5162
2024-10-09 20:00 | 2.1832 | 2.552 | 5.0022 | 7.3542 | 7.3542 | 7.3542 | 1.8015 | 1.836 | 1.836 | 2.0298 | 2.2796 | 2.2796
2024-10-09 21:00 | 2.1031 | 2.4583 | 4.8186 | 7.0842 | 7.0842 | 7.0842 | 1.6756 | 1.7076 | 1.7076 | 1.8879 | 2.1202 | 2.1202
2024-10-09 22:00 | 1.9008 | 2.2218 | 4.3551 | 6.4027 | 6.4027 | 6.4027 | 1.5687 | 1.5987 | 1.5987 | 1.7675 | 1.985 | 1.985
2024-10-09 23:00 | 1.6947 | 1.9809 | 3.8829 | 5.7085 | 5.7085 | 5.7085 | 1.3855 | 1.412 | 1.412 | 1.561 | 1.7531 | 1.7531
2024-10-10 | 1.6145 | 1.8872 | 3.6992 | 5.4385 | 5.4385 | 5.4385 | 1.271 | 1.2953 | 1.2953 | 1.432 | 1.6082 | 1.6082
2024-10-10 01:00 | 1.5305 | 1.7891 | 3.5068 | 5.1556 | 5.1556 | 5.1556 | 1.3015 | 1.3264 | 1.3264 | 1.4664 | 1.6469 | 1.6469
2024-10-10 02:00 | 1.5 | 1.7534 | 3.4368 | 5.0528 | 5.0528 | 5.0528 | 1.2252 | 1.2486 | 1.2486 | 1.3804 | 1.5503 | 1.5503
2024-10-10 03:00 | 1.4618 | 1.7088 | 3.3494 | 4.9242 | 4.9242 | 4.9242 | 1.271 | 1.2953 | 1.2953 | 1.432 | 1.6082 | 1.6082
2024-10-10 04:00 | 1.4885 | 1.74 | 3.4106 | 5.0142 | 5.0142 | 5.0142 | 1.229 | 1.2525 | 1.2525 | 1.3847 | 1.5551 | 1.5551
2024-10-10 05:00 | 1.7901 | 2.0924 | 4.1015 | 6.0299 | 6.0299 | 6.0299 | 1.416 | 1.4431 | 1.4431 | 1.5954 | 1.7918 | 1.7918
2024-10-10 06:00 | 2.4389 | 2.8509 | 5.5882 | 8.2156 | 8.2156 | 8.2156 | 1.7939 | 1.8282 | 1.8282 | 2.0212 | 2.2699 | 2.2699
2024-10-10 07:00 | 2.5076 | 2.9312 | 5.7456 | 8.447 | 8.447 | 8.447 | 2.0458 | 2.0849 | 2.0849 | 2.305 | 2.5886 | 2.5886
2024-10-10 08:00 | 2.4046 | 2.8107 | 5.5095 | 8.0999 | 8.0999 | 8.0999 | 2.0992 | 2.1394 | 2.1394 | 2.3652 | 2.6563 | 2.6563
2024-10-10 09:00 | 1.7023 | 1.9898 | 3.9003 | 5.7342 | 5.7342 | 5.7342 | 1.5305 | 1.5598 | 1.5598 | 1.7244 | 1.9367 | 1.9367
2024-10-10 10:00 | 1.1489 | 1.3429 | 2.6323 | 3.8699 | 3.8699 | 3.8699 | 0.94275 | 0.96078 | 0.96078 | 1.0622 | 1.1929 | 1.1929
2024-10-10 11:00 | 0.83588 | 0.97707 | 1.9152 | 2.8157 | 2.8157 | 2.8157 | 0.85115 | 0.86742 | 0.86742 | 0.95898 | 1.077 | 1.077
2024-10-10 12:00 | 0.47328 | 0.55323 | 1.0844 | 1.5943 | 1.5943 | 1.5943 | 0.72137 | 0.73517 | 0.73517 | 0.81277 | 0.91279 | 0.91279
2024-10-10 13:00 | 0.58397 | 0.68261 | 1.338 | 1.9671 | 1.9671 | 1.9671 | 0.71756 | 0.73128 | 0.73128 | 0.80847 | 0.90796 | 0.90796
2024-10-10 14:00 | 0.63359 | 0.74061 | 1.4517 | 2.1342 | 2.1342 | 2.1342 | 0.87405 | 0.89076 | 0.89076 | 0.98478 | 1.106 | 1.106
2024-10-10 15:00 | 1.0802 | 1.2626 | 2.4749 | 3.6385 | 3.6385 | 3.6385 | 1.4733 | 1.5015 | 1.5015 | 1.6599 | 1.8642 | 1.8642
2024-10-10 16:00 | 1.0763 | 1.2581 | 2.4661 | 3.6256 | 3.6256 | 3.6256 | 1.4237 | 1.4509 | 1.4509 | 1.604 | 1.8014 | 1.8014
2024-10-10 17:00 | 1.6031 | 1.8738 | 3.673 | 5.3999 | 5.3999 | 5.3999 | 1.6603 | 1.6921 | 1.6921 | 1.8707 | 2.1009 | 2.1009
2024-10-10 18:00 | 1.7137 | 2.0032 | 3.9266 | 5.7728 | 5.7728 | 5.7728 | 1.7176 | 1.7504 | 1.7504 | 1.9352 | 2.1733 | 2.1733
2024-10-10 19:00 | 1.9351 | 2.262 | 4.4338 | 6.5185 | 6.5185 | 6.5185 | 1.7863 | 1.8204 | 1.8204 | 2.0126 | 2.2602 | 2.2602
2024-10-10 20:00 | 1.874 | 2.1906 | 4.2939 | 6.3127 | 6.3127 | 6.3127 | 1.6794 | 1.7115 | 1.7115 | 1.8922 | 2.125 | 2.125
2024-10-10 21:00 | 1.874 | 2.1906 | 4.2939 | 6.3127 | 6.3127 | 6.3127 | 1.5458 | 1.5754 | 1.5754 | 1.7417 | 1.956 | 1.956
2024-10-10 22:00 | 1.6336 | 1.9095 | 3.7429 | 5.5028 | 5.5028 | 5.5028 | 1.458 | 1.4859 | 1.4859 | 1.6427 | 1.8449 | 1.8449
2024-10-10 23:00 | 1.5305 | 1.7891 | 3.5068 | 5.1556 | 5.1556 | 5.1556 | 1.3969 | 1.4237 | 1.4237 | 1.5739 | 1.7676 | 1.7676
2024-10-11 | 1.4504 | 1.6954 | 3.3232 | 4.8856 | 4.8856 | 4.8856 | 1.1832 | 1.2058 | 1.2058 | 1.3331 | 1.4972 | 1.4972
2024-10-11 01:00 | 1.3588 | 1.5883 | 3.1133 | 4.5771 | 4.5771 | 4.5771 | 1.1679 | 1.1903 | 1.1903 | 1.3159 | 1.4778 | 1.4778
2024-10-11 02:00 | 1.3206 | 1.5437 | 3.0258 | 4.4485 | 4.4485 | 4.4485 | 1.145 | 1.1669 | 1.1669 | 1.2901 | 1.4489 | 1.4489
2024-10-11 03:00 | 1.2786 | 1.4946 | 2.9296 | 4.3071 | 4.3071 | 4.3071 | 1.0916 | 1.1125 | 1.1125 | 1.2299 | 1.3813 | 1.3813
2024-10-11 04:00 | 1.3588 | 1.5883 | 3.1133 | 4.5771 | 4.5771 | 4.5771 | 1.1298 | 1.1514 | 1.1514 | 1.2729 | 1.4296 | 1.4296
2024-10-11 05:00 | 1.6374 | 1.914 | 3.7517 | 5.5156 | 5.5156 | 5.5156 | 1.3282 | 1.3536 | 1.3536 | 1.4965 | 1.6807 | 1.6807
2024-10-11 06:00 | 1.9656 | 2.2977 | 4.5038 | 6.6213 | 6.6213 | 6.6213 | 1.6947 | 1.7271 | 1.7271 | 1.9094 | 2.1443 | 2.1443
2024-10-11 07:00 | 2.1107 | 2.4672 | 4.8361 | 7.1099 | 7.1099 | 7.1099 | 1.958 | 1.9955 | 1.9955 | 2.2061 | 2.4776 | 2.4776
2024-10-11 08:00 | 1.9809 | 2.3155 | 4.5387 | 6.6727 | 6.6727 | 6.6727 | 1.7939 | 1.8282 | 1.8282 | 2.0212 | 2.2699 | 2.2699
2024-10-11 09:00 | 1.6298 | 1.9051 | 3.7342 | 5.4899 | 5.4899 | 5.4899 | 1.5611 | 1.5909 | 1.5909 | 1.7589 | 1.9753 | 1.9753
2024-10-11 10:00 | 0.9313 | 1.0886 | 2.1338 | 3.1371 | 3.1371 | 3.1371 | 1.0076 | 1.0269 | 1.0269 | 1.1353 | 1.275 | 1.275
2024-10-11 11:00 | 0.95802 | 1.1198 | 2.195 | 3.2271 | 3.2271 | 3.2271 | 0.99618 | 1.0152 | 1.0152 | 1.1224 | 1.2605 | 1.2605
2024-10-11 12:00 | 1.1069 | 1.2938 | 2.5361 | 3.7285 | 3.7285 | 3.7285 | 1.0382 | 1.058 | 1.058 | 1.1697 | 1.3136 | 1.3136
2024-10-11 13:00 | 0.69847 | 0.81645 | 1.6004 | 2.3528 | 2.3528 | 2.3528 | 1.0611 | 1.0814 | 1.0814 | 1.1955 | 1.3426 | 1.3426
2024-10-11 14:00 | 1.3473 | 1.5749 | 3.087 | 4.5385 | 4.5385 | 4.5385 | 1.5763 | 1.6065 | 1.6065 | 1.7761 | 1.9946 | 1.9946
2024-10-11 15:00 | 1.5153 | 1.7712 | 3.4718 | 5.1042 | 5.1042 | 5.1042 | 1.7939 | 1.8282 | 1.8282 | 2.0212 | 2.2699 | 2.2699
2024-10-11 16:00 | 1.3588 | 1.5883 | 3.1133 | 4.5771 | 4.5771 | 4.5771 | 1.7481 | 1.7815 | 1.7815 | 1.9696 | 2.2119 | 2.2119
2024-10-11 17:00 | 1.5534 | 1.8158 | 3.5593 | 5.2328 | 5.2328 | 5.2328 | 1.6603 | 1.6921 | 1.6921 | 1.8707 | 2.1009 | 2.1009
2024-10-11 18:00 | 1.5954 | 1.8649 | 3.6555 | 5.3742 | 5.3742 | 5.3742 | 1.6183 | 1.6493 | 1.6493 | 1.8234 | 2.0477 | 2.0477
2024-10-11 19:00 | 1.7634 | 2.0612 | 4.0403 | 5.9399 | 5.9399 | 5.9399 | 1.6794 | 1.7115 | 1.7115 | 1.8922 | 2.125 | 2.125
2024-10-11 20:00 | 1.6908 | 1.9764 | 3.8741 | 5.6956 | 5.6956 | 5.6956 | 1.6412 | 1.6726 | 1.6726 | 1.8492 | 2.0767 | 2.0767
2024-10-11 21:00 | 1.6679 | 1.9497 | 3.8216 | 5.6185 | 5.6185 | 5.6185 | 1.5076 | 1.5365 | 1.5365 | 1.6986 | 1.9077 | 1.9077
2024-10-11 22:00 | 1.4809 | 1.7311 | 3.3931 | 4.9885 | 4.9885 | 4.9885 | 1.458 | 1.4859 | 1.4859 | 1.6427 | 1.8449 | 1.8449
2024-10-11 23:00 | 1.4046 | 1.6418 | 3.2182 | 4.7313 | 4.7313 | 4.7313 | 1.3702 | 1.3964 | 1.3964 | 1.5438 | 1.7338 | 1.7338
2024-10-12 | 1.3702 | 1.6017 | 3.1395 | 4.6156 | 4.6156 | 4.6156 | 1.1985 | 1.2214 | 1.2214 | 1.3503 | 1.5165 | 1.5165
2024-10-12 01:00 | 1.1832 | 1.3831 | 2.711 | 3.9856 | 3.9856 | 3.9856 | 1.0344 | 1.0541 | 1.0541 | 1.1654 | 1.3088 | 1.3088
2024-10-12 02:00 | 1.1832 | 1.3831 | 2.711 | 3.9856 | 3.9856 | 3.9856 | 1.0573 | 1.0775 | 1.0775 | 1.1912 | 1.3378 | 1.3378
2024-10-12 03:00 | 1.1374 | 1.3295 | 2.6061 | 3.8314 | 3.8314 | 3.8314 | 0.96947 | 0.98801 | 0.98801 | 1.0923 | 1.2267 | 1.2267
2024-10-12 04:00 | 1.1832 | 1.3831 | 2.711 | 3.9856 | 3.9856 | 3.9856 | 0.98855 | 1.0075 | 1.0075 | 1.1138 | 1.2509 | 1.2509
2024-10-12 05:00 | 1.2099 | 1.4143 | 2.7722 | 4.0756 | 4.0756 | 4.0756 | 1 | 1.0191 | 1.0191 | 1.1267 | 1.2653 | 1.2653
2024-10-12 06:00 | 1.3473 | 1.5749 | 3.087 | 4.5385 | 4.5385 | 4.5385 | 1.1603 | 1.1825 | 1.1825 | 1.3073 | 1.4682 | 1.4682
2024-10-12 07:00 | 1.4198 | 1.6597 | 3.2532 | 4.7828 | 4.7828 | 4.7828 | 1.2481 | 1.272 | 1.272 | 1.4062 | 1.5793 | 1.5793
2024-10-12 08:00 | 1.5649 | 1.8292 | 3.5855 | 5.2713 | 5.2713 | 5.2713 | 1.3321 | 1.3575 | 1.3575 | 1.5008 | 1.6855 | 1.6855
2024-10-12 09:00 | 1.4237 | 1.6641 | 3.2619 | 4.7956 | 4.7956 | 4.7956 | 1.3321 | 1.3575 | 1.3575 | 1.5008 | 1.6855 | 1.6855
2024-10-12 10:00 | 1.2939 | 1.5124 | 2.9646 | 4.3585 | 4.3585 | 4.3585 | 0.97328 | 0.9919 | 0.9919 | 1.0966 | 1.2315 | 1.2315
2024-10-12 11:00 | 1.1298 | 1.3206 | 2.5886 | 3.8056 | 3.8056 | 3.8056 | 0.71374 | 0.72739 | 0.72739 | 0.80417 | 0.90313 | 0.90313
2024-10-12 12:00 | 0.19847 | 0.232 | 0.45475 | 0.66856 | 0.66856 | 0.66856 | 0.37405 | 0.3812 | 0.3812 | 0.42144 | 0.4733 | 0.4733
2024-10-12 13:00 | 0.27099 | 0.31677 | 0.62091 | 0.91284 | 0.91284 | 0.91284 | 0.4313 | 0.43955 | 0.43955 | 0.48594 | 0.54574 | 0.54574
2024-10-12 14:00 | 0.21756 | 0.25431 | 0.49847 | 0.73284 | 0.73284 | 0.73284 | 0.24046 | 0.24506 | 0.24506 | 0.27092 | 0.30426 | 0.30426
2024-10-12 15:00 | 0.35496 | 0.41492 | 0.8133 | 1.1957 | 1.1957 | 1.1957 | 0.46565 | 0.47455 | 0.47455 | 0.52465 | 0.58921 | 0.58921
2024-10-12 16:00 | 0.82443 | 0.96368 | 1.889 | 2.7771 | 2.7771 | 2.7771 | 0.86641 | 0.88298 | 0.88298 | 0.97618 | 1.0963 | 1.0963
2024-10-12 17:00 | 1.3321 | 1.5571 | 3.0521 | 4.4871 | 4.4871 | 4.4871 | 1.229 | 1.2525 | 1.2525 | 1.3847 | 1.5551 | 1.5551
2024-10-12 18:00 | 1.5076 | 1.7623 | 3.4543 | 5.0785 | 5.0785 | 5.0785 | 1.3931 | 1.4198 | 1.4198 | 1.5696 | 1.7628 | 1.7628
2024-10-12 19:00 | 1.7176 | 2.0077 | 3.9353 | 5.7856 | 5.7856 | 5.7856 | 1.4962 | 1.5248 | 1.5248 | 1.6857 | 1.8932 | 1.8932
2024-10-12 20:00 | 1.7176 | 2.0077 | 3.9353 | 5.7856 | 5.7856 | 5.7856 | 1.4313 | 1.4587 | 1.4587 | 1.6126 | 1.8111 | 1.8111
2024-10-12 21:00 | 1.6756 | 1.9586 | 3.8391 | 5.6442 | 5.6442 | 5.6442 | 1.3435 | 1.3692 | 1.3692 | 1.5137 | 1.7 | 1.7
2024-10-12 22:00 | 1.5382 | 1.798 | 3.5243 | 5.1813 | 5.1813 | 5.1813 | 1.3282 | 1.3536 | 1.3536 | 1.4965 | 1.6807 | 1.6807
2024-10-12 23:00 | 1.645 | 1.9229 | 3.7692 | 5.5413 | 5.5413 | 5.5413 | 1.4046 | 1.4314 | 1.4314 | 1.5825 | 1.7773 | 1.7773
2024-10-13 | 1.5382 | 1.798 | 3.5243 | 5.1813 | 5.1813 | 5.1813 | 1.2328 | 1.2564 | 1.2564 | 1.389 | 1.56 | 1.56
2024-10-13 01:00 | 1.3321 | 1.5571 | 3.0521 | 4.4871 | 4.4871 | 4.4871 | 1.1603 | 1.1825 | 1.1825 | 1.3073 | 1.4682 | 1.4682
2024-10-13 02:00 | 1.2863 | 1.5035 | 2.9471 | 4.3328 | 4.3328 | 4.3328 | 1.1031 | 1.1241 | 1.1241 | 1.2428 | 1.3957 | 1.3957
2024-10-13 03:00 | 1.313 | 1.5348 | 3.0083 | 4.4228 | 4.4228 | 4.4228 | 1.0649 | 1.0853 | 1.0853 | 1.1998 | 1.3474 | 1.3474
2024-10-13 04:00 | 1.2748 | 1.4901 | 2.9209 | 4.2942 | 4.2942 | 4.2942 | 1.0573 | 1.0775 | 1.0775 | 1.1912 | 1.3378 | 1.3378
2024-10-13 05:00 | 1.4466 | 1.6909 | 3.3144 | 4.8728 | 4.8728 | 4.8728 | 1.1336 | 1.1553 | 1.1553 | 1.2772 | 1.4344 | 1.4344
2024-10-13 06:00 | 1.5305 | 1.7891 | 3.5068 | 5.1556 | 5.1556 | 5.1556 | 1.3053 | 1.3303 | 1.3303 | 1.4707 | 1.6517 | 1.6517
2024-10-13 07:00 | 1.4656 | 1.7132 | 3.3581 | 4.9371 | 4.9371 | 4.9371 | 1.3244 | 1.3498 | 1.3498 | 1.4922 | 1.6759 | 1.6759
2024-10-13 08:00 | 1.3015 | 1.5214 | 2.9821 | 4.3842 | 4.3842 | 4.3842 | 1.1565 | 1.1786 | 1.1786 | 1.303 | 1.4634 | 1.4634
2024-10-13 09:00 | 0.96947 | 1.1332 | 2.2213 | 3.2657 | 3.2657 | 3.2657 | 0.76336 | 0.77796 | 0.77796 | 0.86007 | 0.96591 | 0.96591
2024-10-13 10:00 | 0.64504 | 0.75399 | 1.4779 | 2.1728 | 2.1728 | 2.1728 | 0.3855 | 0.39287 | 0.39287 | 0.43434 | 0.48779 | 0.48779
2024-10-13 11:00 | 0.40076 | 0.46846 | 0.91824 | 1.35 | 1.35 | 1.35 | 0.18321 | 0.18671 | 0.18671 | 0.20642 | 0.23182 | 0.23182
2024-10-13 12:00 | 0.18321 | 0.21415 | 0.41977 | 0.61713 | 0.61713 | 0.61713 | 0.21374 | 0.21783 | 0.21783 | 0.24082 | 0.27046 | 0.27046
2024-10-13 13:00 | 0.22519 | 0.26323 | 0.51596 | 0.75856 | 0.75856 | 0.75856 | 0.1374 | 0.14003 | 0.14003 | 0.15481 | 0.17386 | 0.17386
2024-10-13 14:00 | 0.25954 | 0.30338 | 0.59467 | 0.87427 | 0.87427 | 0.87427 | 0.20229 | 0.20616 | 0.20616 | 0.22792 | 0.25597 | 0.25597
2024-10-13 15:00 | 0.45802 | 0.53538 | 1.0494 | 1.5428 | 1.5428 | 1.5428 | 0.4084 | 0.41621 | 0.41621 | 0.46014 | 0.51676 | 0.51676
2024-10-13 16:00 | 1.0038 | 1.1734 | 2.3 | 3.3814 | 3.3814 | 3.3814 | 0.96565 | 0.98412 | 0.98412 | 1.088 | 1.2219 | 1.2219
2024-10-13 17:00 | 1.4046 | 1.6418 | 3.2182 | 4.7313 | 4.7313 | 4.7313 | 1.271 | 1.2953 | 1.2953 | 1.432 | 1.6082 | 1.6082
2024-10-13 18:00 | 1.5534 | 1.8158 | 3.5593 | 5.2328 | 5.2328 | 5.2328 | 1.5153 | 1.5442 | 1.5442 | 1.7072 | 1.9173 | 1.9173
2024-10-13 19:00 | 1.7366 | 2.03 | 3.979 | 5.8499 | 5.8499 | 5.8499 | 1.4542 | 1.482 | 1.482 | 1.6384 | 1.8401 | 1.8401
2024-10-13 20:00 | 1.6718 | 1.9541 | 3.8304 | 5.6313 | 5.6313 | 5.6313 | 1.3588 | 1.3848 | 1.3848 | 1.5309 | 1.7193 | 1.7193
2024-10-13 21:00 | 1.6718 | 1.9541 | 3.8304 | 5.6313 | 5.6313 | 5.6313 | 1.3588 | 1.3848 | 1.3848 | 1.5309 | 1.7193 | 1.7193
2024-10-13 22:00 | 1.6031 | 1.8738 | 3.673 | 5.3999 | 5.3999 | 5.3999 | 1.2519 | 1.2758 | 1.2758 | 1.4105 | 1.5841 | 1.5841
2024-10-13 23:00 | 1.626 | 1.9006 | 3.7254 | 5.477 | 5.477 | 5.477 | 1.313 | 1.3381 | 1.3381 | 1.4793 | 1.6614 | 1.6614
2024-10-14 | 1.4809 | 1.7311 | 3.3931 | 4.9885 | 4.9885 | 4.9885 | 1.2137 | 1.237 | 1.237 | 1.3675 | 1.5358 | 1.5358
2024-10-14 01:00 | 1.3015 | 1.5214 | 2.9821 | 4.3842 | 4.3842 | 4.3842 | 1.1069 | 1.128 | 1.128 | 1.2471 | 1.4006 | 1.4006
2024-10-14 02:00 | 1.2824 | 1.4991 | 2.9384 | 4.3199 | 4.3199 | 4.3199 | 1.0649 | 1.0853 | 1.0853 | 1.1998 | 1.3474 | 1.3474
2024-10-14 03:00 | 1.2023 | 1.4054 | 2.7547 | 4.0499 | 4.0499 | 4.0499 | 1.0229 | 1.0425 | 1.0425 | 1.1525 | 1.2943 | 1.2943
2024-10-14 04:00 | 1.2824 | 1.4991 | 2.9384 | 4.3199 | 4.3199 | 4.3199 | 1.0534 | 1.0736 | 1.0736 | 1.1869 | 1.333 | 1.333
2024-10-14 05:00 | 1.4695 | 1.7177 | 3.3669 | 4.9499 | 4.9499 | 4.9499 | 1.3282 | 1.3536 | 1.3536 | 1.4965 | 1.6807 | 1.6807
2024-10-14 06:00 | 1.8168 | 2.1237 | 4.1627 | 6.1199 | 6.1199 | 6.1199 | 1.6145 | 1.6454 | 1.6454 | 1.8191 | 2.0429 | 2.0429
2024-10-14 07:00 | 2.1031 | 2.4583 | 4.8186 | 7.0842 | 7.0842 | 7.0842 | 1.8588 | 1.8943 | 1.8943 | 2.0943 | 2.352 | 2.352
2024-10-14 08:00 | 1.7481 | 2.0434 | 4.0053 | 5.8885 | 5.8885 | 5.8885 | 1.7595 | 1.7932 | 1.7932 | 1.9825 | 2.2264 | 2.2264
2024-10-14 09:00 | 1.5496 | 1.8114 | 3.5505 | 5.2199 | 5.2199 | 5.2199 | 1.645 | 1.6765 | 1.6765 | 1.8535 | 2.0815 | 2.0815
2024-10-14 10:00 | 1.3435 | 1.5704 | 3.0783 | 4.5256 | 4.5256 | 4.5256 | 1.416 | 1.4431 | 1.4431 | 1.5954 | 1.7918 | 1.7918
2024-10-14 11:00 | 1.5763 | 1.8426 | 3.6118 | 5.3099 | 5.3099 | 5.3099 | 1.5802 | 1.6104 | 1.6104 | 1.7804 | 1.9994 | 1.9994
2024-10-14 12:00 | 1.3817 | 1.6151 | 3.1657 | 4.6542 | 4.6542 | 4.6542 | 1.4656 | 1.4937 | 1.4937 | 1.6513 | 1.8546 | 1.8546
2024-10-14 13:00 | 1.4962 | 1.7489 | 3.4281 | 5.0399 | 5.0399 | 5.0399 | 1.5573 | 1.587 | 1.587 | 1.7546 | 1.9705 | 1.9705
2024-10-14 14:00 | 1.6221 | 1.8961 | 3.7167 | 5.4642 | 5.4642 | 5.4642 | 1.7595 | 1.7932 | 1.7932 | 1.9825 | 2.2264 | 2.2264
2024-10-14 15:00 | 1.6641 | 1.9452 | 3.8129 | 5.6056 | 5.6056 | 5.6056 | 1.7214 | 1.7543 | 1.7543 | 1.9395 | 2.1781 | 2.1781
2024-10-14 16:00 | 2.0115 | 2.3512 | 4.6087 | 6.7756 | 6.7756 | 6.7756 | 1.9237 | 1.9605 | 1.9605 | 2.1674 | 2.4341 | 2.4341
2024-10-14 17:00 | 1.9962 | 2.3334 | 4.5737 | 6.7242 | 6.7242 | 6.7242 | 1.8321 | 1.8671 | 1.8671 | 2.0642 | 2.3182 | 2.3182
2024-10-14 18:00 | 1.9351 | 2.262 | 4.4338 | 6.5185 | 6.5185 | 6.5185 | 1.8015 | 1.836 | 1.836 | 2.0298 | 2.2796 | 2.2796
2024-10-14 19:00 | 1.9962 | 2.3334 | 4.5737 | 6.7242 | 6.7242 | 6.7242 | 1.8435 | 1.8788 | 1.8788 | 2.0771 | 2.3327 | 2.3327
2024-10-14 20:00 | 1.9084 | 2.2307 | 4.3726 | 6.4285 | 6.4285 | 6.4285 | 1.9351 | 1.9721 | 1.9721 | 2.1803 | 2.4486 | 2.4486
2024-10-14 21:00 | 1.8397 | 2.1504 | 4.2152 | 6.197 | 6.197 | 6.197 | 1.7176 | 1.7504 | 1.7504 | 1.9352 | 2.1733 | 2.1733
2024-10-14 22:00 | 1.6374 | 1.914 | 3.7517 | 5.5156 | 5.5156 | 5.5156 | 1.4962 | 1.5248 | 1.5248 | 1.6857 | 1.8932 | 1.8932
2024-10-14 23:00 | 1.5992 | 1.8694 | 3.6642 | 5.387 | 5.387 | 5.387 | 1.2939 | 1.3186 | 1.3186 | 1.4578 | 1.6372 | 1.6372
2024-10-15 | 1.5 | 1.7534 | 3.4368 | 5.0528 | 5.0528 | 5.0528 | 1.145 | 1.1669 | 1.1669 | 1.2901 | 1.4489 | 1.4489
2024-10-15 01:00 | 1.3702 | 1.6017 | 3.1395 | 4.6156 | 4.6156 | 4.6156 | 1.1145 | 1.1358 | 1.1358 | 1.2557 | 1.4102 | 1.4102
2024-10-15 02:00 | 1.2443 | 1.4544 | 2.8509 | 4.1914 | 4.1914 | 4.1914 | 1.0534 | 1.0736 | 1.0736 | 1.1869 | 1.333 | 1.333
2024-10-15 03:00 | 1.2023 | 1.4054 | 2.7547 | 4.0499 | 4.0499 | 4.0499 | 1.1221 | 1.1436 | 1.1436 | 1.2643 | 1.4199 | 1.4199
2024-10-15 04:00 | 1.3244 | 1.5481 | 3.0346 | 4.4613 | 4.4613 | 4.4613 | 1.0611 | 1.0814 | 1.0814 | 1.1955 | 1.3426 | 1.3426
2024-10-15 05:00 | 1.6298 | 1.9051 | 3.7342 | 5.4899 | 5.4899 | 5.4899 | 1.3855 | 1.412 | 1.412 | 1.561 | 1.7531 | 1.7531
2024-10-15 06:00 | 1.9351 | 2.262 | 4.4338 | 6.5185 | 6.5185 | 6.5185 | 1.6947 | 1.7271 | 1.7271 | 1.9094 | 2.1443 | 2.1443
2024-10-15 07:00 | 2.2557 | 2.6367 | 5.1684 | 7.5984 | 7.5984 | 7.5984 | 1.8817 | 1.9177 | 1.9177 | 2.1201 | 2.381 | 2.381
2024-10-15 08:00 | 2.3397 | 2.7349 | 5.3608 | 7.8813 | 7.8813 | 7.8813 | 2.0573 | 2.0966 | 2.0966 | 2.3179 | 2.6031 | 2.6031
2024-10-15 09:00 | 1.8702 | 2.1861 | 4.2851 | 6.2999 | 6.2999 | 6.2999 | 1.9198 | 1.9566 | 1.9566 | 2.1631 | 2.4293 | 2.4293
2024-10-15 10:00 | 1.9198 | 2.2441 | 4.3988 | 6.467 | 6.467 | 6.467 | 1.5229 | 1.552 | 1.552 | 1.7158 | 1.927 | 1.927
2024-10-15 11:00 | 1.6374 | 1.914 | 3.7517 | 5.5156 | 5.5156 | 5.5156 | 1.5305 | 1.5598 | 1.5598 | 1.7244 | 1.9367 | 1.9367
2024-10-15 12:00 | 1.645 | 1.9229 | 3.7692 | 5.5413 | 5.5413 | 5.5413 | 1.5916 | 1.622 | 1.622 | 1.7933 | 2.0139 | 2.0139
2024-10-15 13:00 | 1.8206 | 2.1281 | 4.1714 | 6.1327 | 6.1327 | 6.1327 | 1.6489 | 1.6804 | 1.6804 | 1.8578 | 2.0864 | 2.0864
2024-10-15 14:00 | 1.7557 | 2.0523 | 4.0228 | 5.9142 | 5.9142 | 5.9142 | 1.6908 | 1.7232 | 1.7232 | 1.9051 | 2.1395 | 2.1395
2024-10-15 15:00 | 1.855 | 2.1683 | 4.2501 | 6.2485 | 6.2485 | 6.2485 | 1.8053 | 1.8399 | 1.8399 | 2.0341 | 2.2844 | 2.2844
2024-10-15 16:00 | 1.9275 | 2.2531 | 4.4163 | 6.4927 | 6.4927 | 6.4927 | 1.8817 | 1.9177 | 1.9177 | 2.1201 | 2.381 | 2.381
2024-10-15 17:00 | 2.0763 | 2.4271 | 4.7574 | 6.9942 | 6.9942 | 6.9942 | 1.8588 | 1.8943 | 1.8943 | 2.0943 | 2.352 | 2.352
2024-10-15 18:00 | 2.2214 | 2.5966 | 5.0897 | 7.4827 | 7.4827 | 7.4827 | 1.8282 | 1.8632 | 1.8632 | 2.0599 | 2.3134 | 2.3134
2024-10-15 19:00 | 2.4313 | 2.842 | 5.5707 | 8.1899 | 8.1899 | 8.1899 | 1.8893 | 1.9254 | 1.9254 | 2.1287 | 2.3906 | 2.3906
2024-10-15 20:00 | 2.3435 | 2.7394 | 5.3695 | 7.8941 | 7.8941 | 7.8941 | 1.855 | 1.8904 | 1.8904 | 2.09 | 2.3472 | 2.3472
2024-10-15 21:00 | 2.1183 | 2.4761 | 4.8536 | 7.1356 | 7.1356 | 7.1356 | 1.771 | 1.8049 | 1.8049 | 1.9954 | 2.2409 | 2.2409
2024-10-15 22:00 | 1.958 | 2.2887 | 4.4863 | 6.5956 | 6.5956 | 6.5956 | 1.5878 | 1.6182 | 1.6182 | 1.789 | 2.0091 | 2.0091
2024-10-15 23:00 | 1.7557 | 2.0523 | 4.0228 | 5.9142 | 5.9142 | 5.9142 | 1.3664 | 1.3925 | 1.3925 | 1.5395 | 1.729 | 1.729
2024-10-16 | 1.6145 | 1.8872 | 3.6992 | 5.4385 | 5.4385 | 5.4385 | 1.2366 | 1.2603 | 1.2603 | 1.3933 | 1.5648 | 1.5648
2024-10-16 01:00 | 1.4924 | 1.7444 | 3.4194 | 5.0271 | 5.0271 | 5.0271 | 1.145 | 1.1669 | 1.1669 | 1.2901 | 1.4489 | 1.4489
2024-10-16 02:00 | 1.416 | 1.6552 | 3.2445 | 4.7699 | 4.7699 | 4.7699 | 1.0573 | 1.0775 | 1.0775 | 1.1912 | 1.3378 | 1.3378
2024-10-16 03:00 | 1.4351 | 1.6775 | 3.2882 | 4.8342 | 4.8342 | 4.8342 | 1.1298 | 1.1514 | 1.1514 | 1.2729 | 1.4296 | 1.4296
2024-10-16 04:00 | 1.5534 | 1.8158 | 3.5593 | 5.2328 | 5.2328 | 5.2328 | 1.145 | 1.1669 | 1.1669 | 1.2901 | 1.4489 | 1.4489
2024-10-16 05:00 | 1.8244 | 2.1326 | 4.1802 | 6.1456 | 6.1456 | 6.1456 | 1.4313 | 1.4587 | 1.4587 | 1.6126 | 1.8111 | 1.8111
2024-10-16 06:00 | 2.416 | 2.8241 | 5.5357 | 8.1384 | 8.1384 | 8.1384 | 1.8359 | 1.871 | 1.871 | 2.0685 | 2.323 | 2.323
2024-10-16 07:00 | 2.6641 | 3.1141 | 6.1041 | 8.9741 | 8.9741 | 8.9741 | 2.0611 | 2.1005 | 2.1005 | 2.3222 | 2.608 | 2.608
2024-10-16 08:00 | 2.6221 | 3.065 | 6.0079 | 8.8327 | 8.8327 | 8.8327 | 2.0534 | 2.0927 | 2.0927 | 2.3136 | 2.5983 | 2.5983
2024-10-16 09:00 | 1.9504 | 2.2798 | 4.4688 | 6.5699 | 6.5699 | 6.5699 | 1.5344 | 1.5637 | 1.5637 | 1.7287 | 1.9415 | 1.9415
2024-10-16 10:00 | 1.1832 | 1.3831 | 2.711 | 3.9856 | 3.9856 | 3.9856 | 1.0534 | 1.0736 | 1.0736 | 1.1869 | 1.333 | 1.333
2024-10-16 11:00 | 0.87405 | 1.0217 | 2.0026 | 2.9442 | 2.9442 | 2.9442 | 0.78626 | 0.8013 | 0.8013 | 0.88588 | 0.99489 | 0.99489
2024-10-16 12:00 | 0.54962 | 0.64246 | 1.2593 | 1.8514 | 1.8514 | 1.8514 | 0.77863 | 0.79352 | 0.79352 | 0.87728 | 0.98523 | 0.98523
2024-10-16 13:00 | 0.51145 | 0.59784 | 1.1719 | 1.7228 | 1.7228 | 1.7228 | 0.72137 | 0.73517 | 0.73517 | 0.81277 | 0.91279 | 0.91279
2024-10-16 14:00 | 0.49618 | 0.57999 | 1.1369 | 1.6714 | 1.6714 | 1.6714 | 0.72137 | 0.73517 | 0.73517 | 0.81277 | 0.91279 | 0.91279
2024-10-16 15:00 | 1.374 | 1.6061 | 3.1483 | 4.6285 | 4.6285 | 4.6285 | 1.729 | 1.7621 | 1.7621 | 1.9481 | 2.1878 | 2.1878
2024-10-16 16:00 | 1.5344 | 1.7935 | 3.5156 | 5.1685 | 5.1685 | 5.1685 | 1.626 | 1.657 | 1.657 | 1.832 | 2.0574 | 2.0574
2024-10-16 17:00 | 1.7939 | 2.0969 | 4.1102 | 6.0427 | 6.0427 | 6.0427 | 1.855 | 1.8904 | 1.8904 | 2.09 | 2.3472 | 2.3472
2024-10-16 18:00 | 1.8893 | 2.2084 | 4.3289 | 6.3642 | 6.3642 | 6.3642 | 1.813 | 1.8476 | 1.8476 | 2.0427 | 2.294 | 2.294
2024-10-16 19:00 | 2.0115 | 2.3512 | 4.6087 | 6.7756 | 6.7756 | 6.7756 | 1.8588 | 1.8943 | 1.8943 | 2.0943 | 2.352 | 2.352
2024-10-16 20:00 | 1.8702 | 2.1861 | 4.2851 | 6.2999 | 6.2999 | 6.2999 | 1.7328 | 1.766 | 1.766 | 1.9524 | 2.1926 | 2.1926
2024-10-16 21:00 | 1.6947 | 1.9809 | 3.8829 | 5.7085 | 5.7085 | 5.7085 | 1.6031 | 1.6337 | 1.6337 | 1.8062 | 2.0284 | 2.0284
2024-10-16 22:00 | 1.6374 | 1.914 | 3.7517 | 5.5156 | 5.5156 | 5.5156 | 1.3092 | 1.3342 | 1.3342 | 1.475 | 1.6565 | 1.6565
2024-10-16 23:00 | 1.5305 | 1.7891 | 3.5068 | 5.1556 | 5.1556 | 5.1556 | 1.2672 | 1.2914 | 1.2914 | 1.4277 | 1.6034 | 1.6034
2024-10-17 | 1.4084 | 1.6463 | 3.227 | 4.7442 | 4.7442 | 4.7442 | 1.1145 | 1.1358 | 1.1358 | 1.2557 | 1.4102 | 1.4102
2024-10-17 01:00 | 1.2405 | 1.45 | 2.8422 | 4.1785 | 4.1785 | 4.1785 | 1.084 | 1.1047 | 1.1047 | 1.2213 | 1.3716 | 1.3716
2024-10-17 02:00 | 1.2176 | 1.4232 | 2.7897 | 4.1014 | 4.1014 | 4.1014 | 1.0878 | 1.1086 | 1.1086 | 1.2256 | 1.3764 | 1.3764
2024-10-17 03:00 | 1.2214 | 1.4277 | 2.7985 | 4.1142 | 4.1142 | 4.1142 | 1.0954 | 1.1164 | 1.1164 | 1.2342 | 1.3861 | 1.3861
2024-10-17 04:00 | 1.271 | 1.4857 | 2.9121 | 4.2814 | 4.2814 | 4.2814 | 1.1221 | 1.1436 | 1.1436 | 1.2643 | 1.4199 | 1.4199
2024-10-17 05:00 | 1.6412 | 1.9184 | 3.7604 | 5.5285 | 5.5285 | 5.5285 | 1.4008 | 1.4276 | 1.4276 | 1.5782 | 1.7725 | 1.7725
2024-10-17 06:00 | 2.0763 | 2.4271 | 4.7574 | 6.9942 | 6.9942 | 6.9942 | 1.7328 | 1.766 | 1.766 | 1.9524 | 2.1926 | 2.1926
2024-10-17 07:00 | 2.1679 | 2.5341 | 4.9673 | 7.3027 | 7.3027 | 7.3027 | 1.855 | 1.8904 | 1.8904 | 2.09 | 2.3472 | 2.3472
2024-10-17 08:00 | 2.0267 | 2.3691 | 4.6437 | 6.827 | 6.827 | 6.827 | 1.7901 | 1.8243 | 1.8243 | 2.0169 | 2.2651 | 2.2651
2024-10-17 09:00 | 1.4313 | 1.6731 | 3.2794 | 4.8213 | 4.8213 | 4.8213 | 1.3053 | 1.3303 | 1.3303 | 1.4707 | 1.6517 | 1.6517
2024-10-17 10:00 | 0.88931 | 1.0395 | 2.0376 | 2.9957 | 2.9957 | 2.9957 | 0.9771 | 0.99579 | 0.99579 | 1.1009 | 1.2364 | 1.2364
2024-10-17 11:00 | 0.6374 | 0.74507 | 1.4604 | 2.1471 | 2.1471 | 2.1471 | 0.85496 | 0.87131 | 0.87131 | 0.96328 | 1.0818 | 1.0818
2024-10-17 12:00 | 0.40458 | 0.47292 | 0.92699 | 1.3628 | 1.3628 | 1.3628 | 0.83969 | 0.85575 | 0.85575 | 0.94608 | 1.0625 | 1.0625
2024-10-17 13:00 | 0.77863 | 0.91014 | 1.784 | 2.6228 | 2.6228 | 2.6228 | 0.85878 | 0.8752 | 0.8752 | 0.96758 | 1.0867 | 1.0867
2024-10-17 14:00 | 0.84351 | 0.98599 | 1.9327 | 2.8414 | 2.8414 | 2.8414 | 0.98473 | 1.0036 | 1.0036 | 1.1095 | 1.246 | 1.246
2024-10-17 15:00 | 1.187 | 1.3875 | 2.7197 | 3.9985 | 3.9985 | 3.9985 | 1.4542 | 1.482 | 1.482 | 1.6384 | 1.8401 | 1.8401
2024-10-17 16:00 | 1.1374 | 1.3295 | 2.6061 | 3.8314 | 3.8314 | 3.8314 | 1.3855 | 1.412 | 1.412 | 1.561 | 1.7531 | 1.7531
2024-10-17 17:00 | 1.5763 | 1.8426 | 3.6118 | 5.3099 | 5.3099 | 5.3099 | 1.6832 | 1.7154 | 1.7154 | 1.8965 | 2.1298 | 2.1298
2024-10-17 18:00 | 1.5878 | 1.856 | 3.638 | 5.3485 | 5.3485 | 5.3485 | 1.5802 | 1.6104 | 1.6104 | 1.7804 | 1.9994 | 1.9994
2024-10-17 19:00 | 1.7634 | 2.0612 | 4.0403 | 5.9399 | 5.9399 | 5.9399 | 1.6718 | 1.7037 | 1.7037 | 1.8836 | 2.1154 | 2.1154
2024-10-17 20:00 | 1.6794 | 1.9631 | 3.8479 | 5.657 | 5.657 | 5.657 | 1.6489 | 1.6804 | 1.6804 | 1.8578 | 2.0864 | 2.0864
2024-10-17 21:00 | 1.6374 | 1.914 | 3.7517 | 5.5156 | 5.5156 | 5.5156 | 1.5382 | 1.5676 | 1.5676 | 1.733 | 1.9463 | 1.9463
2024-10-17 22:00 | 1.4618 | 1.7088 | 3.3494 | 4.9242 | 4.9242 | 4.9242 | 1.3702 | 1.3964 | 1.3964 | 1.5438 | 1.7338 | 1.7338
2024-10-17 23:00 | 1.3931 | 1.6284 | 3.192 | 4.6928 | 4.6928 | 4.6928 | 1.2023 | 1.2253 | 1.2253 | 1.3546 | 1.5213 | 1.5213
2024-10-18 | 1.2634 | 1.4768 | 2.8946 | 4.2556 | 4.2556 | 4.2556 | 1.0878 | 1.1086 | 1.1086 | 1.2256 | 1.3764 | 1.3764
2024-10-18 01:00 | 1.1679 | 1.3652 | 2.676 | 3.9342 | 3.9342 | 3.9342 | 1.0687 | 1.0891 | 1.0891 | 1.2041 | 1.3523 | 1.3523
2024-10-18 02:00 | 1.1374 | 1.3295 | 2.6061 | 3.8314 | 3.8314 | 3.8314 | 1.0267 | 1.0464 | 1.0464 | 1.1568 | 1.2992 | 1.2992
2024-10-18 03:00 | 1.145 | 1.3384 | 2.6235 | 3.8571 | 3.8571 | 3.8571 | 0.96565 | 0.98412 | 0.98412 | 1.088 | 1.2219 | 1.2219
2024-10-18 04:00 | 1.1031 | 1.2894 | 2.5274 | 3.7156 | 3.7156 | 3.7156 | 0.9542 | 0.97245 | 0.97245 | 1.0751 | 1.2074 | 1.2074
2024-10-18 05:00 | 1.2977 | 1.5169 | 2.9734 | 4.3713 | 4.3713 | 4.3713 | 1.2748 | 1.2992 | 1.2992 | 1.4363 | 1.6131 | 1.6131
2024-10-18 06:00 | 1.5458 | 1.8069 | 3.5418 | 5.207 | 5.207 | 5.207 | 1.5344 | 1.5637 | 1.5637 | 1.7287 | 1.9415 | 1.9415
2024-10-18 07:00 | 1.8664 | 2.1817 | 4.2764 | 6.287 | 6.287 | 6.287 | 1.8321 | 1.8671 | 1.8671 | 2.0642 | 2.3182 | 2.3182
2024-10-18 08:00 | 1.8893 | 2.2084 | 4.3289 | 6.3642 | 6.3642 | 6.3642 | 1.9122 | 1.9488 | 1.9488 | 2.1545 | 2.4196 | 2.4196
2024-10-18 09:00 | 1.9885 | 2.3244 | 4.5562 | 6.6984 | 6.6984 | 6.6984 | 1.8931 | 1.9293 | 1.9293 | 2.133 | 2.3955 | 2.3955
2024-10-18 10:00 | 2.0382 | 2.3824 | 4.6699 | 6.8656 | 6.8656 | 6.8656 | 2.1031 | 2.1433 | 2.1433 | 2.3695 | 2.6611 | 2.6611
2024-10-18 11:00 | 1.9847 | 2.32 | 4.5475 | 6.6856 | 6.6856 | 6.6856 | 2.0992 | 2.1394 | 2.1394 | 2.3652 | 2.6563 | 2.6563
2024-10-18 12:00 | 1.8626 | 2.1772 | 4.2676 | 6.2742 | 6.2742 | 6.2742 | 1.9847 | 2.0227 | 2.0227 | 2.2362 | 2.5114 | 2.5114
2024-10-18 13:00 | 1.7672 | 2.0657 | 4.049 | 5.9527 | 5.9527 | 5.9527 | 1.8282 | 1.8632 | 1.8632 | 2.0599 | 2.3134 | 2.3134
2024-10-18 14:00 | 1.7023 | 1.9898 | 3.9003 | 5.7342 | 5.7342 | 5.7342 | 1.7672 | 1.801 | 1.801 | 1.9911 | 2.2361 | 2.2361
2024-10-18 15:00 | 1.4618 | 1.7088 | 3.3494 | 4.9242 | 4.9242 | 4.9242 | 1.813 | 1.8476 | 1.8476 | 2.0427 | 2.294 | 2.294
2024-10-18 16:00 | 1.8244 | 2.1326 | 4.1802 | 6.1456 | 6.1456 | 6.1456 | 1.9618 | 1.9994 | 1.9994 | 2.2104 | 2.4824 | 2.4824
2024-10-18 17:00 | 1.8359 | 2.146 | 4.2064 | 6.1842 | 6.1842 | 6.1842 | 1.916 | 1.9527 | 1.9527 | 2.1588 | 2.4244 | 2.4244
2024-10-18 18:00 | 1.7366 | 2.03 | 3.979 | 5.8499 | 5.8499 | 5.8499 | 1.7405 | 1.7737 | 1.7737 | 1.961 | 2.2023 | 2.2023
2024-10-18 19:00 | 1.8588 | 2.1727 | 4.2589 | 6.2613 | 6.2613 | 6.2613 | 1.7939 | 1.8282 | 1.8282 | 2.0212 | 2.2699 | 2.2699
2024-10-18 20:00 | 1.7939 | 2.0969 | 4.1102 | 6.0427 | 6.0427 | 6.0427 | 1.729 | 1.7621 | 1.7621 | 1.9481 | 2.1878 | 2.1878
2024-10-18 21:00 | 1.6718 | 1.9541 | 3.8304 | 5.6313 | 5.6313 | 5.6313 | 1.6069 | 1.6376 | 1.6376 | 1.8105 | 2.0332 | 2.0332
2024-10-18 22:00 | 1.5038 | 1.7578 | 3.4456 | 5.0656 | 5.0656 | 5.0656 | 1.4008 | 1.4276 | 1.4276 | 1.5782 | 1.7725 | 1.7725
2024-10-18 23:00 | 1.4542 | 1.6998 | 3.3319 | 4.8985 | 4.8985 | 4.8985 | 1.2405 | 1.2642 | 1.2642 | 1.3976 | 1.5696 | 1.5696
2024-10-19 | 1.313 | 1.5348 | 3.0083 | 4.4228 | 4.4228 | 4.4228 | 1.1489 | 1.1708 | 1.1708 | 1.2944 | 1.4537 | 1.4537
2024-10-19 01:00 | 1.2328 | 1.4411 | 2.8247 | 4.1528 | 4.1528 | 4.1528 | 1.0954 | 1.1164 | 1.1164 | 1.2342 | 1.3861 | 1.3861
2024-10-19 02:00 | 1.1603 | 1.3563 | 2.6585 | 3.9085 | 3.9085 | 3.9085 | 1.1298 | 1.1514 | 1.1514 | 1.2729 | 1.4296 | 1.4296
2024-10-19 03:00 | 1.1183 | 1.3072 | 2.5623 | 3.7671 | 3.7671 | 3.7671 | 1.0229 | 1.0425 | 1.0425 | 1.1525 | 1.2943 | 1.2943
2024-10-19 04:00 | 1.1183 | 1.3072 | 2.5623 | 3.7671 | 3.7671 | 3.7671 | 0.97328 | 0.9919 | 0.9919 | 1.0966 | 1.2315 | 1.2315
2024-10-19 05:00 | 1.2672 | 1.4812 | 2.9034 | 4.2685 | 4.2685 | 4.2685 | 1.0916 | 1.1125 | 1.1125 | 1.2299 | 1.3813 | 1.3813
2024-10-19 06:00 | 1.3931 | 1.6284 | 3.192 | 4.6928 | 4.6928 | 4.6928 | 1.2481 | 1.272 | 1.272 | 1.4062 | 1.5793 | 1.5793
2024-10-19 07:00 | 1.4504 | 1.6954 | 3.3232 | 4.8856 | 4.8856 | 4.8856 | 1.3473 | 1.3731 | 1.3731 | 1.518 | 1.7048 | 1.7048
2024-10-19 08:00 | 1.2557 | 1.4678 | 2.8772 | 4.2299 | 4.2299 | 4.2299 | 1.2863 | 1.3109 | 1.3109 | 1.4492 | 1.6276 | 1.6276
2024-10-19 09:00 | 1.1565 | 1.3518 | 2.6498 | 3.8956 | 3.8956 | 3.8956 | 1.1031 | 1.1241 | 1.1241 | 1.2428 | 1.3957 | 1.3957
2024-10-19 10:00 | 0.99618 | 1.1644 | 2.2825 | 3.3557 | 3.3557 | 3.3557 | 1.1107 | 1.1319 | 1.1319 | 1.2514 | 1.4054 | 1.4054
2024-10-19 11:00 | 1.7443 | 2.0389 | 3.9965 | 5.8756 | 5.8756 | 5.8756 | 1.6832 | 1.7154 | 1.7154 | 1.8965 | 2.1298 | 2.1298
2024-10-19 12:00 | 0.72901 | 0.85215 | 1.6703 | 2.4557 | 2.4557 | 2.4557 | 0.98092 | 0.99968 | 0.99968 | 1.1052 | 1.2412 | 1.2412
2024-10-19 13:00 | 0.81679 | 0.95476 | 1.8715 | 2.7514 | 2.7514 | 2.7514 | 0.74046 | 0.75462 | 0.75462 | 0.83427 | 0.93694 | 0.93694
2024-10-19 14:00 | 1.0115 | 1.1823 | 2.3175 | 3.4071 | 3.4071 | 3.4071 | 0.87405 | 0.89076 | 0.89076 | 0.98478 | 1.106 | 1.106
2024-10-19 15:00 | 0.94275 | 1.102 | 2.1601 | 3.1757 | 3.1757 | 3.1757 | 0.96183 | 0.98023 | 0.98023 | 1.0837 | 1.2171 | 1.2171
2024-10-19 16:00 | 1.2328 | 1.4411 | 2.8247 | 4.1528 | 4.1528 | 4.1528 | 0.9771 | 0.99579 | 0.99579 | 1.1009 | 1.2364 | 1.2364
2024-10-19 17:00 | 1.3969 | 1.6329 | 3.2007 | 4.7056 | 4.7056 | 4.7056 | 1.2366 | 1.2603 | 1.2603 | 1.3933 | 1.5648 | 1.5648
2024-10-19 18:00 | 1.458 | 1.7043 | 3.3407 | 4.9113 | 4.9113 | 4.9113 | 1.3473 | 1.3731 | 1.3731 | 1.518 | 1.7048 | 1.7048
2024-10-19 19:00 | 1.5725 | 1.8381 | 3.603 | 5.297 | 5.297 | 5.297 | 1.416 | 1.4431 | 1.4431 | 1.5954 | 1.7918 | 1.7918
2024-10-19 20:00 | 1.5344 | 1.7935 | 3.5156 | 5.1685 | 5.1685 | 5.1685 | 1.4351 | 1.4626 | 1.4626 | 1.6169 | 1.8159 | 1.8159
2024-10-19 21:00 | 1.4809 | 1.7311 | 3.3931 | 4.9885 | 4.9885 | 4.9885 | 1.3092 | 1.3342 | 1.3342 | 1.475 | 1.6565 | 1.6565
2024-10-19 22:00 | 1.4809 | 1.7311 | 3.3931 | 4.9885 | 4.9885 | 4.9885 | 1.2443 | 1.2681 | 1.2681 | 1.4019 | 1.5744 | 1.5744
2024-10-19 23:00 | 1.3893 | 1.624 | 3.1832 | 4.6799 | 4.6799 | 4.6799 | 1.1718 | 1.1942 | 1.1942 | 1.3202 | 1.4827 | 1.4827
2024-10-20 | 1.2214 | 1.4277 | 2.7985 | 4.1142 | 4.1142 | 4.1142 | 1.1031 | 1.1241 | 1.1241 | 1.2428 | 1.3957 | 1.3957
2024-10-20 01:00 | 1.187 | 1.3875 | 2.7197 | 3.9985 | 3.9985 | 3.9985 | 1.0305 | 1.0502 | 1.0502 | 1.1611 | 1.304 | 1.304
2024-10-20 02:00 | 1.187 | 1.3875 | 2.7197 | 3.9985 | 3.9985 | 3.9985 | 1.042 | 1.0619 | 1.0619 | 1.174 | 1.3185 | 1.3185
2024-10-20 03:00 | 1.1489 | 1.3429 | 2.6323 | 3.8699 | 3.8699 | 3.8699 | 1.0115 | 1.0308 | 1.0308 | 1.1396 | 1.2798 | 1.2798
2024-10-20 04:00 | 1.1908 | 1.392 | 2.7285 | 4.0114 | 4.0114 | 4.0114 | 0.96947 | 0.98801 | 0.98801 | 1.0923 | 1.2267 | 1.2267
2024-10-20 05:00 | 1.2672 | 1.4812 | 2.9034 | 4.2685 | 4.2685 | 4.2685 | 1.0153 | 1.0347 | 1.0347 | 1.1439 | 1.2847 | 1.2847
2024-10-20 06:00 | 1.416 | 1.6552 | 3.2445 | 4.7699 | 4.7699 | 4.7699 | 1.2061 | 1.2292 | 1.2292 | 1.3589 | 1.5261 | 1.5261
2024-10-20 07:00 | 1.4237 | 1.6641 | 3.2619 | 4.7956 | 4.7956 | 4.7956 | 1.2786 | 1.3031 | 1.3031 | 1.4406 | 1.6179 | 1.6179
2024-10-20 08:00 | 1.2099 | 1.4143 | 2.7722 | 4.0756 | 4.0756 | 4.0756 | 1.0687 | 1.0891 | 1.0891 | 1.2041 | 1.3523 | 1.3523
2024-10-20 09:00 | 0.80916 | 0.94584 | 1.854 | 2.7257 | 2.7257 | 2.7257 | 0.80153 | 0.81686 | 0.81686 | 0.90308 | 1.0142 | 1.0142
2024-10-20 10:00 | 0.5 | 0.58446 | 1.1456 | 1.6843 | 1.6843 | 1.6843 | 0.5229 | 0.5329 | 0.5329 | 0.58915 | 0.66165 | 0.66165
2024-10-20 11:00 | 0.20992 | 0.24538 | 0.48098 | 0.70713 | 0.70713 | 0.70713 | 0.42366 | 0.43177 | 0.43177 | 0.47734 | 0.53608 | 0.53608
2024-10-20 12:00 | 0.17557 | 0.20523 | 0.40228 | 0.59142 | 0.59142 | 0.59142 | 0.17176 | 0.17504 | 0.17504 | 0.19352 | 0.21733 | 0.21733
2024-10-20 13:00 | 0.13359 | 0.15615 | 0.30608 | 0.44999 | 0.44999 | 0.44999 | 0.24046 | 0.24506 | 0.24506 | 0.27092 | 0.30426 | 0.30426
2024-10-20 14:00 | 0.26718 | 0.3123 | 0.61216 | 0.89998 | 0.89998 | 0.89998 | 0.3855 | 0.39287 | 0.39287 | 0.43434 | 0.48779 | 0.48779
2024-10-20 15:00 | 0.38168 | 0.44615 | 0.87452 | 1.2857 | 1.2857 | 1.2857 | 0.60305 | 0.61459 | 0.61459 | 0.67946 | 0.76307 | 0.76307
2024-10-20 16:00 | 0.82061 | 0.95922 | 1.8802 | 2.7642 | 2.7642 | 2.7642 | 0.80153 | 0.81686 | 0.81686 | 0.90308 | 1.0142 | 1.0142
2024-10-20 17:00 | 1.2977 | 1.5169 | 2.9734 | 4.3713 | 4.3713 | 4.3713 | 1.1489 | 1.1708 | 1.1708 | 1.2944 | 1.4537 | 1.4537
2024-10-20 18:00 | 1.5878 | 1.856 | 3.638 | 5.3485 | 5.3485 | 5.3485 | 1.416 | 1.4431 | 1.4431 | 1.5954 | 1.7918 | 1.7918
2024-10-20 19:00 | 1.6985 | 1.9854 | 3.8916 | 5.7213 | 5.7213 | 5.7213 | 1.4618 | 1.4898 | 1.4898 | 1.647 | 1.8497 | 1.8497
2024-10-20 20:00 | 1.7672 | 2.0657 | 4.049 | 5.9527 | 5.9527 | 5.9527 | 1.4122 | 1.4392 | 1.4392 | 1.5911 | 1.7869 | 1.7869
2024-10-20 21:00 | 1.5458 | 1.8069 | 3.5418 | 5.207 | 5.207 | 5.207 | 1.2786 | 1.3031 | 1.3031 | 1.4406 | 1.6179 | 1.6179
2024-10-20 22:00 | 1.4122 | 1.6508 | 3.2357 | 4.7571 | 4.7571 | 4.7571 | 1.1565 | 1.1786 | 1.1786 | 1.303 | 1.4634 | 1.4634
2024-10-20 23:00 | 1.3206 | 1.5437 | 3.0258 | 4.4485 | 4.4485 | 4.4485 | 0.98473 | 1.0036 | 1.0036 | 1.1095 | 1.246 | 1.246
2024-10-21 | 1.2366 | 1.4455 | 2.8334 | 4.1656 | 4.1656 | 4.1656 | 0.90076 | 0.91799 | 0.91799 | 1.0149 | 1.1398 | 1.1398
2024-10-21 01:00 | 1.2023 | 1.4054 | 2.7547 | 4.0499 | 4.0499 | 4.0499 | 0.83206 | 0.84797 | 0.84797 | 0.93748 | 1.0528 | 1.0528
2024-10-21 02:00 | 1.126 | 1.3161 | 2.5798 | 3.7928 | 3.7928 | 3.7928 | 0.80153 | 0.81686 | 0.81686 | 0.90308 | 1.0142 | 1.0142
2024-10-21 03:00 | 1.126 | 1.3161 | 2.5798 | 3.7928 | 3.7928 | 3.7928 | 0.88931 | 0.90632 | 0.90632 | 1.002 | 1.1253 | 1.1253
2024-10-21 04:00 | 1.1718 | 1.3697 | 2.6848 | 3.9471 | 3.9471 | 3.9471 | 0.91221 | 0.92966 | 0.92966 | 1.0278 | 1.1543 | 1.1543
2024-10-21 05:00 | 1.4198 | 1.6597 | 3.2532 | 4.7828 | 4.7828 | 4.7828 | 1.0496 | 1.0697 | 1.0697 | 1.1826 | 1.3281 | 1.3281
2024-10-21 06:00 | 1.7748 | 2.0746 | 4.0665 | 5.9785 | 5.9785 | 5.9785 | 1.3092 | 1.3342 | 1.3342 | 1.475 | 1.6565 | 1.6565
2024-10-21 07:00 | 1.9466 | 2.2754 | 4.46 | 6.557 | 6.557 | 6.557 | 1.3473 | 1.3731 | 1.3731 | 1.518 | 1.7048 | 1.7048
2024-10-21 08:00 | 1.6412 | 1.9184 | 3.7604 | 5.5285 | 5.5285 | 5.5285 | 1.3702 | 1.3964 | 1.3964 | 1.5438 | 1.7338 | 1.7338
2024-10-21 09:00 | 1.1756 | 1.3741 | 2.6935 | 3.9599 | 3.9599 | 3.9599 | 0.86641 | 0.88298 | 0.88298 | 0.97618 | 1.0963 | 1.0963
2024-10-21 10:00 | 0.68702 | 0.80307 | 1.5741 | 2.3142 | 2.3142 | 2.3142 | 0.55725 | 0.56791 | 0.56791 | 0.62785 | 0.70512 | 0.70512
2024-10-21 11:00 | 0.58779 | 0.68707 | 1.3468 | 1.98 | 1.98 | 1.98 | 0.42748 | 0.43566 | 0.43566 | 0.48164 | 0.54091 | 0.54091
2024-10-21 12:00 | 0.35496 | 0.41492 | 0.8133 | 1.1957 | 1.1957 | 1.1957 | 0.48092 | 0.49011 | 0.49011 | 0.54185 | 0.60853 | 0.60853
2024-10-21 13:00 | 0.32824 | 0.38369 | 0.75208 | 1.1057 | 1.1057 | 1.1057 | 0.51145 | 0.52123 | 0.52123 | 0.57625 | 0.64716 | 0.64716
2024-10-21 14:00 | 0.36641 | 0.4283 | 0.83954 | 1.2343 | 1.2343 | 1.2343 | 0.53817 | 0.54846 | 0.54846 | 0.60635 | 0.68097 | 0.68097
2024-10-21 15:00 | 0.70992 | 0.82984 | 1.6266 | 2.3914 | 2.3914 | 2.3914 | 0.76336 | 0.77796 | 0.77796 | 0.86007 | 0.96591 | 0.96591
2024-10-21 16:00 | 1.0878 | 1.2715 | 2.4924 | 3.6642 | 3.6642 | 3.6642 | 1.0725 | 1.093 | 1.093 | 1.2084 | 1.3571 | 1.3571
2024-10-21 17:00 | 1.4122 | 1.6508 | 3.2357 | 4.7571 | 4.7571 | 4.7571 | 1.3168 | 1.342 | 1.342 | 1.4836 | 1.6662 | 1.6662
2024-10-21 18:00 | 1.6908 | 1.9764 | 3.8741 | 5.6956 | 5.6956 | 5.6956 | 1.3664 | 1.3925 | 1.3925 | 1.5395 | 1.729 | 1.729
2024-10-21 19:00 | 1.7863 | 2.088 | 4.0927 | 6.017 | 6.017 | 6.017 | 1.4084 | 1.4353 | 1.4353 | 1.5868 | 1.7821 | 1.7821
2024-10-21 20:00 | 1.7786 | 2.0791 | 4.0752 | 5.9913 | 5.9913 | 5.9913 | 1.3359 | 1.3614 | 1.3614 | 1.5051 | 1.6903 | 1.6903
2024-10-21 21:00 | 1.5344 | 1.7935 | 3.5156 | 5.1685 | 5.1685 | 5.1685 | 1.3244 | 1.3498 | 1.3498 | 1.4922 | 1.6759 | 1.6759
2024-10-21 22:00 | 1.4542 | 1.6998 | 3.3319 | 4.8985 | 4.8985 | 4.8985 | 1.1031 | 1.1241 | 1.1241 | 1.2428 | 1.3957 | 1.3957
2024-10-21 23:00 | 1.3931 | 1.6284 | 3.192 | 4.6928 | 4.6928 | 4.6928 | 1.0458 | 1.0658 | 1.0658 | 1.1783 | 1.3233 | 1.3233
2024-10-22 | 1.3244 | 1.5481 | 3.0346 | 4.4613 | 4.4613 | 4.4613 | 0.96565 | 0.98412 | 0.98412 | 1.088 | 1.2219 | 1.2219
2024-10-22 01:00 | 1.187 | 1.3875 | 2.7197 | 3.9985 | 3.9985 | 3.9985 | 0.96947 | 0.98801 | 0.98801 | 1.0923 | 1.2267 | 1.2267
2024-10-22 02:00 | 1.1298 | 1.3206 | 2.5886 | 3.8056 | 3.8056 | 3.8056 | 0.99237 | 1.0113 | 1.0113 | 1.1181 | 1.2557 | 1.2557
2024-10-22 03:00 | 1.1145 | 1.3028 | 2.5536 | 3.7542 | 3.7542 | 3.7542 | 0.95802 | 0.97634 | 0.97634 | 1.0794 | 1.2122 | 1.2122
2024-10-22 04:00 | 1.1489 | 1.3429 | 2.6323 | 3.8699 | 3.8699 | 3.8699 | 0.95038 | 0.96856 | 0.96856 | 1.0708 | 1.2026 | 1.2026
2024-10-22 05:00 | 1.3397 | 1.566 | 3.0696 | 4.5128 | 4.5128 | 4.5128 | 1.2176 | 1.2408 | 1.2408 | 1.3718 | 1.5406 | 1.5406
2024-10-22 06:00 | 1.8588 | 2.1727 | 4.2589 | 6.2613 | 6.2613 | 6.2613 | 1.4771 | 1.5053 | 1.5053 | 1.6642 | 1.869 | 1.869
2024-10-22 07:00 | 2.0687 | 2.4181 | 4.7399 | 6.9684 | 6.9684 | 6.9684 | 1.5763 | 1.6065 | 1.6065 | 1.7761 | 1.9946 | 1.9946
2024-10-22 08:00 | 1.813 | 2.1192 | 4.154 | 6.107 | 6.107 | 6.107 | 1.3779 | 1.4042 | 1.4042 | 1.5524 | 1.7435 | 1.7435
2024-10-22 09:00 | 1.3359 | 1.5615 | 3.0608 | 4.4999 | 4.4999 | 4.4999 | 1.145 | 1.1669 | 1.1669 | 1.2901 | 1.4489 | 1.4489
2024-10-22 10:00 | 1.1069 | 1.2938 | 2.5361 | 3.7285 | 3.7285 | 3.7285 | 0.95038 | 0.96856 | 0.96856 | 1.0708 | 1.2026 | 1.2026
2024-10-22 11:00 | 1.2061 | 1.4098 | 2.7635 | 4.0628 | 4.0628 | 4.0628 | 1.0191 | 1.0386 | 1.0386 | 1.1482 | 1.2895 | 1.2895
2024-10-22 12:00 | 0.87405 | 1.0217 | 2.0026 | 2.9442 | 2.9442 | 2.9442 | 0.84733 | 0.86353 | 0.86353 | 0.95468 | 1.0722 | 1.0722
2024-10-22 13:00 | 1.187 | 1.3875 | 2.7197 | 3.9985 | 3.9985 | 3.9985 | 1.0344 | 1.0541 | 1.0541 | 1.1654 | 1.3088 | 1.3088
2024-10-22 14:00 | 0.93511 | 1.0931 | 2.1426 | 3.1499 | 3.1499 | 3.1499 | 0.99237 | 1.0113 | 1.0113 | 1.1181 | 1.2557 | 1.2557
2024-10-22 15:00 | 1.4313 | 1.6731 | 3.2794 | 4.8213 | 4.8213 | 4.8213 | 1.2977 | 1.3225 | 1.3225 | 1.4621 | 1.6421 | 1.6421
2024-10-22 16:00 | 1.5344 | 1.7935 | 3.5156 | 5.1685 | 5.1685 | 5.1685 | 1.3282 | 1.3536 | 1.3536 | 1.4965 | 1.6807 | 1.6807
2024-10-22 17:00 | 1.6489 | 1.9274 | 3.7779 | 5.5542 | 5.5542 | 5.5542 | 1.416 | 1.4431 | 1.4431 | 1.5954 | 1.7918 | 1.7918
2024-10-22 18:00 | 1.7672 | 2.0657 | 4.049 | 5.9527 | 5.9527 | 5.9527 | 1.3893 | 1.4159 | 1.4159 | 1.5653 | 1.758 | 1.758
2024-10-22 19:00 | 1.771 | 2.0701 | 4.0578 | 5.9656 | 5.9656 | 5.9656 | 1.4313 | 1.4587 | 1.4587 | 1.6126 | 1.8111 | 1.8111
2024-10-22 20:00 | 1.687 | 1.972 | 3.8654 | 5.6828 | 5.6828 | 5.6828 | 1.3397 | 1.3653 | 1.3653 | 1.5094 | 1.6952 | 1.6952
2024-10-22 21:00 | 1.6756 | 1.9586 | 3.8391 | 5.6442 | 5.6442 | 5.6442 | 1.1908 | 1.2136 | 1.2136 | 1.3417 | 1.5068 | 1.5068
2024-10-22 22:00 | 1.5534 | 1.8158 | 3.5593 | 5.2328 | 5.2328 | 5.2328 | 1.145 | 1.1669 | 1.1669 | 1.2901 | 1.4489 | 1.4489
2024-10-22 23:00 | 1.4809 | 1.7311 | 3.3931 | 4.9885 | 4.9885 | 4.9885 | 1.0191 | 1.0386 | 1.0386 | 1.1482 | 1.2895 | 1.2895
2024-10-23 | 1.3435 | 1.5704 | 3.0783 | 4.5256 | 4.5256 | 4.5256 | 0.99618 | 1.0152 | 1.0152 | 1.1224 | 1.2605 | 1.2605
2024-10-23 01:00 | 1.2176 | 1.4232 | 2.7897 | 4.1014 | 4.1014 | 4.1014 | 0.85878 | 0.8752 | 0.8752 | 0.96758 | 1.0867 | 1.0867
2024-10-23 02:00 | 1.1756 | 1.3741 | 2.6935 | 3.9599 | 3.9599 | 3.9599 | 0.79389 | 0.80908 | 0.80908 | 0.89448 | 1.0046 | 1.0046
2024-10-23 03:00 | 1.0649 | 1.2448 | 2.4399 | 3.5871 | 3.5871 | 3.5871 | 0.88168 | 0.89854 | 0.89854 | 0.99339 | 1.1156 | 1.1156
2024-10-23 04:00 | 1.1489 | 1.3429 | 2.6323 | 3.8699 | 3.8699 | 3.8699 | 0.80153 | 0.81686 | 0.81686 | 0.90308 | 1.0142 | 1.0142
2024-10-23 05:00 | 1.1832 | 1.3831 | 2.711 | 3.9856 | 3.9856 | 3.9856 | 1.0458 | 1.0658 | 1.0658 | 1.1783 | 1.3233 | 1.3233
2024-10-23 06:00 | 1.4885 | 1.74 | 3.4106 | 5.0142 | 5.0142 | 5.0142 | 1.2366 | 1.2603 | 1.2603 | 1.3933 | 1.5648 | 1.5648
2024-10-23 07:00 | 1.7252 | 2.0166 | 3.9528 | 5.8113 | 5.8113 | 5.8113 | 1.3855 | 1.412 | 1.412 | 1.561 | 1.7531 | 1.7531
2024-10-23 08:00 | 1.7557 | 2.0523 | 4.0228 | 5.9142 | 5.9142 | 5.9142 | 2.1527 | 2.1938 | 2.1938 | 2.4254 | 2.7239 | 2.7239
2024-10-23 09:00 | 1.6183 | 1.8917 | 3.7079 | 5.4513 | 5.4513 | 5.4513 | 1.0496 | 1.0697 | 1.0697 | 1.1826 | 1.3281 | 1.3281
2024-10-23 10:00 | 1.5534 | 1.8158 | 3.5593 | 5.2328 | 5.2328 | 5.2328 | 0.95038 | 0.96856 | 0.96856 | 1.0708 | 1.2026 | 1.2026
2024-10-23 11:00 | 1.2863 | 1.5035 | 2.9471 | 4.3328 | 4.3328 | 4.3328 | 0.84733 | 0.86353 | 0.86353 | 0.95468 | 1.0722 | 1.0722
2024-10-23 12:00 | 1.3435 | 1.5704 | 3.0783 | 4.5256 | 4.5256 | 4.5256 | 0.87405 | 0.89076 | 0.89076 | 0.98478 | 1.106 | 1.106
2024-10-23 13:00 | 1.7786 | 2.0791 | 4.0752 | 5.9913 | 5.9913 | 5.9913 | 1.1527 | 1.1747 | 1.1747 | 1.2987 | 1.4585 | 1.4585
2024-10-23 14:00 | 1.6603 | 1.9407 | 3.8041 | 5.5928 | 5.5928 | 5.5928 | 1.8282 | 1.8632 | 1.8632 | 2.0599 | 2.3134 | 2.3134
2024-10-23 15:00 | 1.5992 | 1.8694 | 3.6642 | 5.387 | 5.387 | 5.387 | 1.2405 | 1.2642 | 1.2642 | 1.3976 | 1.5696 | 1.5696
2024-10-23 16:00 | 1.8244 | 2.1326 | 4.1802 | 6.1456 | 6.1456 | 6.1456 | 1.4198 | 1.447 | 1.447 | 1.5997 | 1.7966 | 1.7966
2024-10-23 17:00 | 1.7519 | 2.0478 | 4.014 | 5.9013 | 5.9013 | 5.9013 | 1.4809 | 1.5092 | 1.5092 | 1.6685 | 1.8739 | 1.8739
2024-10-23 18:00 | 1.6794 | 1.9631 | 3.8479 | 5.657 | 5.657 | 5.657 | 1.3511 | 1.377 | 1.377 | 1.5223 | 1.7097 | 1.7097
2024-10-23 19:00 | 1.8931 | 2.2129 | 4.3376 | 6.377 | 6.377 | 6.377 | 1.4008 | 1.4276 | 1.4276 | 1.5782 | 1.7725 | 1.7725
2024-10-23 20:00 | 1.8931 | 2.2129 | 4.3376 | 6.377 | 6.377 | 6.377 | 1.4237 | 1.4509 | 1.4509 | 1.604 | 1.8014 | 1.8014
2024-10-23 21:00 | 1.6374 | 1.914 | 3.7517 | 5.5156 | 5.5156 | 5.5156 | 1.2786 | 1.3031 | 1.3031 | 1.4406 | 1.6179 | 1.6179
2024-10-23 22:00 | 1.4771 | 1.7266 | 3.3844 | 4.9756 | 4.9756 | 4.9756 | 1.1908 | 1.2136 | 1.2136 | 1.3417 | 1.5068 | 1.5068
2024-10-23 23:00 | 1.4542 | 1.6998 | 3.3319 | 4.8985 | 4.8985 | 4.8985 | 1.0534 | 1.0736 | 1.0736 | 1.1869 | 1.333 | 1.333
2024-10-24 | 1.3321 | 1.5571 | 3.0521 | 4.4871 | 4.4871 | 4.4871 | 0.91603 | 0.93355 | 0.93355 | 1.0321 | 1.1591 | 1.1591
2024-10-24 01:00 | 1.1527 | 1.3474 | 2.641 | 3.8828 | 3.8828 | 3.8828 | 0.83969 | 0.85575 | 0.85575 | 0.94608 | 1.0625 | 1.0625
2024-10-24 02:00 | 1.1489 | 1.3429 | 2.6323 | 3.8699 | 3.8699 | 3.8699 | 0.82061 | 0.8363 | 0.8363 | 0.92458 | 1.0384 | 1.0384
2024-10-24 03:00 | 1.1336 | 1.3251 | 2.5973 | 3.8185 | 3.8185 | 3.8185 | 0.87786 | 0.89465 | 0.89465 | 0.98909 | 1.1108 | 1.1108
2024-10-24 04:00 | 1.1756 | 1.3741 | 2.6935 | 3.9599 | 3.9599 | 3.9599 | 0.87786 | 0.89465 | 0.89465 | 0.98909 | 1.1108 | 1.1108
2024-10-24 05:00 | 1.3244 | 1.5481 | 3.0346 | 4.4613 | 4.4613 | 4.4613 | 1.0725 | 1.093 | 1.093 | 1.2084 | 1.3571 | 1.3571
2024-10-24 06:00 | 1.687 | 1.972 | 3.8654 | 5.6828 | 5.6828 | 5.6828 | 1.3435 | 1.3692 | 1.3692 | 1.5137 | 1.7 | 1.7
2024-10-24 07:00 | 1.8206 | 2.1281 | 4.1714 | 6.1327 | 6.1327 | 6.1327 | 1.3855 | 1.412 | 1.412 | 1.561 | 1.7531 | 1.7531
2024-10-24 08:00 | 1.5573 | 1.8203 | 3.568 | 5.2456 | 5.2456 | 5.2456 | 1.3359 | 1.3614 | 1.3614 | 1.5051 | 1.6903 | 1.6903
2024-10-24 09:00 | 1.2748 | 1.4901 | 2.9209 | 4.2942 | 4.2942 | 4.2942 | 0.9542 | 0.97245 | 0.97245 | 1.0751 | 1.2074 | 1.2074
2024-10-24 10:00 | 0.89695 | 1.0485 | 2.0551 | 3.0214 | 3.0214 | 3.0214 | 0.66794 | 0.68071 | 0.68071 | 0.75256 | 0.84517 | 0.84517
2024-10-24 11:00 | 0.91985 | 1.0752 | 2.1076 | 3.0985 | 3.0985 | 3.0985 | 0.65267 | 0.66515 | 0.66515 | 0.73536 | 0.82586 | 0.82586
2024-10-24 12:00 | 0.28244 | 0.33015 | 0.64714 | 0.95141 | 0.95141 | 0.95141 | 0.46183 | 0.47066 | 0.47066 | 0.52034 | 0.58438 | 0.58438
2024-10-24 13:00 | 0.35115 | 0.41046 | 0.80455 | 1.1828 | 1.1828 | 1.1828 | 0.53435 | 0.54457 | 0.54457 | 0.60205 | 0.67614 | 0.67614
2024-10-24 14:00 | 0.40458 | 0.47292 | 0.92699 | 1.3628 | 1.3628 | 1.3628 | 0.51145 | 0.52123 | 0.52123 | 0.57625 | 0.64716 | 0.64716
2024-10-24 15:00 | 0.65267 | 0.76292 | 1.4954 | 2.1985 | 2.1985 | 2.1985 | 0.55725 | 0.56791 | 0.56791 | 0.62785 | 0.70512 | 0.70512
2024-10-24 16:00 | 0.9084 | 1.0618 | 2.0813 | 3.0599 | 3.0599 | 3.0599 | 0.87023 | 0.88687 | 0.88687 | 0.98048 | 1.1011 | 1.1011
2024-10-24 17:00 | 1.4237 | 1.6641 | 3.2619 | 4.7956 | 4.7956 | 4.7956 | 1.1947 | 1.2175 | 1.2175 | 1.346 | 1.5117 | 1.5117
2024-10-24 18:00 | 1.6565 | 1.9363 | 3.7954 | 5.5799 | 5.5799 | 5.5799 | 1.2977 | 1.3225 | 1.3225 | 1.4621 | 1.6421 | 1.6421
2024-10-24 19:00 | 1.7901 | 2.0924 | 4.1015 | 6.0299 | 6.0299 | 6.0299 | 1.4008 | 1.4276 | 1.4276 | 1.5782 | 1.7725 | 1.7725
2024-10-24 20:00 | 1.7405 | 2.0344 | 3.9878 | 5.8628 | 5.8628 | 5.8628 | 1.3702 | 1.3964 | 1.3964 | 1.5438 | 1.7338 | 1.7338
2024-10-24 21:00 | 1.7366 | 2.03 | 3.979 | 5.8499 | 5.8499 | 5.8499 | 1.2214 | 1.2447 | 1.2447 | 1.3761 | 1.5455 | 1.5455
2024-10-24 22:00 | 1.5725 | 1.8381 | 3.603 | 5.297 | 5.297 | 5.297 | 1.0725 | 1.093 | 1.093 | 1.2084 | 1.3571 | 1.3571
2024-10-24 23:00 | 1.4389 | 1.682 | 3.2969 | 4.8471 | 4.8471 | 4.8471 | 1.0573 | 1.0775 | 1.0775 | 1.1912 | 1.3378 | 1.3378
2024-10-25 | 1.4122 | 1.6508 | 3.2357 | 4.7571 | 4.7571 | 4.7571 | 1.042 | 1.0619 | 1.0619 | 1.174 | 1.3185 | 1.3185
2024-10-25 01:00 | 1.2901 | 1.508 | 2.9559 | 4.3456 | 4.3456 | 4.3456 | 0.94656 | 0.96467 | 0.96467 | 1.0665 | 1.1977 | 1.1977
2024-10-25 02:00 | 1.2634 | 1.4768 | 2.8946 | 4.2556 | 4.2556 | 4.2556 | 0.94656 | 0.96467 | 0.96467 | 1.0665 | 1.1977 | 1.1977
2024-10-25 03:00 | 1.2405 | 1.45 | 2.8422 | 4.1785 | 4.1785 | 4.1785 | 0.88931 | 0.90632 | 0.90632 | 1.002 | 1.1253 | 1.1253
2024-10-25 04:00 | 1.3015 | 1.5214 | 2.9821 | 4.3842 | 4.3842 | 4.3842 | 0.9542 | 0.97245 | 0.97245 | 1.0751 | 1.2074 | 1.2074
2024-10-25 05:00 | 1.5153 | 1.7712 | 3.4718 | 5.1042 | 5.1042 | 5.1042 | 1.2099 | 1.2331 | 1.2331 | 1.3632 | 1.531 | 1.531
2024-10-25 06:00 | 1.9427 | 2.2709 | 4.4513 | 6.5442 | 6.5442 | 6.5442 | 1.5573 | 1.587 | 1.587 | 1.7546 | 1.9705 | 1.9705
2024-10-25 07:00 | 2.145 | 2.5074 | 4.9148 | 7.2256 | 7.2256 | 7.2256 | 1.5611 | 1.5909 | 1.5909 | 1.7589 | 1.9753 | 1.9753
2024-10-25 08:00 | 1.7672 | 2.0657 | 4.049 | 5.9527 | 5.9527 | 5.9527 | 1.3893 | 1.4159 | 1.4159 | 1.5653 | 1.758 | 1.758
2024-10-25 09:00 | 1.3206 | 1.5437 | 3.0258 | 4.4485 | 4.4485 | 4.4485 | 0.94275 | 0.96078 | 0.96078 | 1.0622 | 1.1929 | 1.1929
2024-10-25 10:00 | 1.4695 | 1.7177 | 3.3669 | 4.9499 | 4.9499 | 4.9499 | 0.67939 | 0.69238 | 0.69238 | 0.76547 | 0.85966 | 0.85966
2024-10-25 11:00 | 1.2176 | 1.4232 | 2.7897 | 4.1014 | 4.1014 | 4.1014 | 0.75573 | 0.77018 | 0.77018 | 0.85147 | 0.95625 | 0.95625
2024-10-25 12:00 | 0.99237 | 1.16 | 2.2737 | 3.3428 | 3.3428 | 3.3428 | 1.0534 | 1.0736 | 1.0736 | 1.1869 | 1.333 | 1.333
2024-10-25 13:00 | 1.3969 | 1.6329 | 3.2007 | 4.7056 | 4.7056 | 4.7056 | 1.1298 | 1.1514 | 1.1514 | 1.2729 | 1.4296 | 1.4296
2024-10-25 14:00 | 1.416 | 1.6552 | 3.2445 | 4.7699 | 4.7699 | 4.7699 | 1.2023 | 1.2253 | 1.2253 | 1.3546 | 1.5213 | 1.5213
2024-10-25 15:00 | 1.3588 | 1.5883 | 3.1133 | 4.5771 | 4.5771 | 4.5771 | 1.1527 | 1.1747 | 1.1747 | 1.2987 | 1.4585 | 1.4585
2024-10-25 16:00 | 1.3588 | 1.5883 | 3.1133 | 4.5771 | 4.5771 | 4.5771 | 1.1908 | 1.2136 | 1.2136 | 1.3417 | 1.5068 | 1.5068
2024-10-25 17:00 | 1.7023 | 1.9898 | 3.9003 | 5.7342 | 5.7342 | 5.7342 | 1.3397 | 1.3653 | 1.3653 | 1.5094 | 1.6952 | 1.6952
2024-10-25 18:00 | 1.8511 | 2.1638 | 4.2414 | 6.2356 | 6.2356 | 6.2356 | 1.4008 | 1.4276 | 1.4276 | 1.5782 | 1.7725 | 1.7725
2024-10-25 19:00 | 1.9198 | 2.2441 | 4.3988 | 6.467 | 6.467 | 6.467 | 1.4313 | 1.4587 | 1.4587 | 1.6126 | 1.8111 | 1.8111
2024-10-25 20:00 | 1.8359 | 2.146 | 4.2064 | 6.1842 | 6.1842 | 6.1842 | 1.3664 | 1.3925 | 1.3925 | 1.5395 | 1.729 | 1.729
2024-10-25 21:00 | 1.8321 | 2.1415 | 4.1977 | 6.1713 | 6.1713 | 6.1713 | 1.3435 | 1.3692 | 1.3692 | 1.5137 | 1.7 | 1.7
2024-10-25 22:00 | 1.7366 | 2.03 | 3.979 | 5.8499 | 5.8499 | 5.8499 | 1.1756 | 1.1981 | 1.1981 | 1.3245 | 1.4875 | 1.4875
2024-10-25 23:00 | 1.6489 | 1.9274 | 3.7779 | 5.5542 | 5.5542 | 5.5542 | 1.2099 | 1.2331 | 1.2331 | 1.3632 | 1.531 | 1.531
2024-10-26 | 1.584 | 1.8515 | 3.6292 | 5.3356 | 5.3356 | 5.3356 | 1.0573 | 1.0775 | 1.0775 | 1.1912 | 1.3378 | 1.3378
2024-10-26 01:00 | 1.4198 | 1.6597 | 3.2532 | 4.7828 | 4.7828 | 4.7828 | 1.0076 | 1.0269 | 1.0269 | 1.1353 | 1.275 | 1.275
2024-10-26 02:00 | 1.3893 | 1.624 | 3.1832 | 4.6799 | 4.6799 | 4.6799 | 0.99618 | 1.0152 | 1.0152 | 1.1224 | 1.2605 | 1.2605
2024-10-26 03:00 | 1.3664 | 1.5972 | 3.1308 | 4.6028 | 4.6028 | 4.6028 | 1.0115 | 1.0308 | 1.0308 | 1.1396 | 1.2798 | 1.2798
2024-10-26 04:00 | 1.4618 | 1.7088 | 3.3494 | 4.9242 | 4.9242 | 4.9242 | 1.0038 | 1.023 | 1.023 | 1.131 | 1.2702 | 1.2702
2024-10-26 05:00 | 1.6221 | 1.8961 | 3.7167 | 5.4642 | 5.4642 | 5.4642 | 1.1641 | 1.1864 | 1.1864 | 1.3116 | 1.473 | 1.473
2024-10-26 06:00 | 1.9046 | 2.2263 | 4.3638 | 6.4156 | 6.4156 | 6.4156 | 1.4008 | 1.4276 | 1.4276 | 1.5782 | 1.7725 | 1.7725
2024-10-26 07:00 | 1.9733 | 2.3066 | 4.5212 | 6.647 | 6.647 | 6.647 | 1.4771 | 1.5053 | 1.5053 | 1.6642 | 1.869 | 1.869
2024-10-26 08:00 | 1.5802 | 1.8471 | 3.6205 | 5.3228 | 5.3228 | 5.3228 | 1.4008 | 1.4276 | 1.4276 | 1.5782 | 1.7725 | 1.7725
2024-10-26 09:00 | 1.0191 | 1.1912 | 2.335 | 3.4328 | 3.4328 | 3.4328 | 0.96565 | 0.98412 | 0.98412 | 1.088 | 1.2219 | 1.2219
2024-10-26 10:00 | 0.64122 | 0.74953 | 1.4692 | 2.16 | 2.16 | 2.16 | 0.72519 | 0.73906 | 0.73906 | 0.81707 | 0.91762 | 0.91762
2024-10-26 11:00 | 0.46565 | 0.5443 | 1.0669 | 1.5685 | 1.5685 | 1.5685 | 0.49237 | 0.50178 | 0.50178 | 0.55475 | 0.62301 | 0.62301
2024-10-26 12:00 | 0.16031 | 0.18738 | 0.3673 | 0.53999 | 0.53999 | 0.53999 | 0.26718 | 0.27229 | 0.27229 | 0.30103 | 0.33807 | 0.33807
2024-10-26 13:00 | 0.13359 | 0.15615 | 0.30608 | 0.44999 | 0.44999 | 0.44999 | 0.24427 | 0.24895 | 0.24895 | 0.27522 | 0.30909 | 0.30909
2024-10-26 14:00 | 0.12977 | 0.15169 | 0.29734 | 0.43713 | 0.43713 | 0.43713 | 0.27863 | 0.28395 | 0.28395 | 0.31393 | 0.35256 | 0.35256
2024-10-26 15:00 | 0.35878 | 0.41938 | 0.82205 | 1.2085 | 1.2085 | 1.2085 | 0.4542 | 0.46288 | 0.46288 | 0.51174 | 0.57472 | 0.57472
2024-10-26 16:00 | 0.91603 | 1.0708 | 2.0988 | 3.0857 | 3.0857 | 3.0857 | 0.90458 | 0.92188 | 0.92188 | 1.0192 | 1.1446 | 1.1446
2024-10-26 17:00 | 1.3282 | 1.5526 | 3.0433 | 4.4742 | 4.4742 | 4.4742 | 1.1832 | 1.2058 | 1.2058 | 1.3331 | 1.4972 | 1.4972
2024-10-26 18:00 | 1.5611 | 1.8248 | 3.5768 | 5.2585 | 5.2585 | 5.2585 | 1.4008 | 1.4276 | 1.4276 | 1.5782 | 1.7725 | 1.7725
2024-10-26 19:00 | 1.7634 | 2.0612 | 4.0403 | 5.9399 | 5.9399 | 5.9399 | 1.3702 | 1.3964 | 1.3964 | 1.5438 | 1.7338 | 1.7338
2024-10-26 20:00 | 1.8282 | 2.1371 | 4.1889 | 6.1585 | 6.1585 | 6.1585 | 1.4695 | 1.4976 | 1.4976 | 1.6556 | 1.8594 | 1.8594
2024-10-26 21:00 | 1.6756 | 1.9586 | 3.8391 | 5.6442 | 5.6442 | 5.6442 | 1.3206 | 1.3459 | 1.3459 | 1.4879 | 1.671 | 1.671
2024-10-26 22:00 | 1.6985 | 1.9854 | 3.8916 | 5.7213 | 5.7213 | 5.7213 | 1.313 | 1.3381 | 1.3381 | 1.4793 | 1.6614 | 1.6614
2024-10-26 23:00 | 1.5802 | 1.8471 | 3.6205 | 5.3228 | 5.3228 | 5.3228 | 1.2863 | 1.3109 | 1.3109 | 1.4492 | 1.6276 | 1.6276
2024-10-27 | 1.4351 | 1.6775 | 3.2882 | 4.8342 | 4.8342 | 4.8342 | 1.1908 | 1.2136 | 1.2136 | 1.3417 | 1.5068 | 1.5068
2024-10-27 01:00 | 1.3053 | 1.5258 | 2.9908 | 4.3971 | 4.3971 | 4.3971 | 1.0725 | 1.093 | 1.093 | 1.2084 | 1.3571 | 1.3571
2024-10-27 02:00 | 1.2519 | 1.4634 | 2.8684 | 4.2171 | 4.2171 | 4.2171 | 0.98855 | 1.0075 | 1.0075 | 1.1138 | 1.2509 | 1.2509
2024-10-27 03:00 | 1.1908 | 1.392 | 2.7285 | 4.0114 | 4.0114 | 4.0114 | 1.0191 | 1.0386 | 1.0386 | 1.1482 | 1.2895 | 1.2895
2024-10-27 04:00 | 1.2443 | 1.4544 | 2.8509 | 4.1914 | 4.1914 | 4.1914 | 1.0344 | 1.0541 | 1.0541 | 1.1654 | 1.3088 | 1.3088
2024-10-27 05:00 | 1.3702 | 1.6017 | 3.1395 | 4.6156 | 4.6156 | 4.6156 | 1.0802 | 1.1008 | 1.1008 | 1.217 | 1.3668 | 1.3668
2024-10-27 06:00 | 1.4733 | 1.7221 | 3.3756 | 4.9628 | 4.9628 | 4.9628 | 1.1183 | 1.1397 | 1.1397 | 1.26 | 1.4151 | 1.4151
2024-10-27 07:00 | 1.5687 | 1.8337 | 3.5943 | 5.2842 | 5.2842 | 5.2842 | 1.3015 | 1.3264 | 1.3264 | 1.4664 | 1.6469 | 1.6469
2024-10-27 08:00 | 1.2634 | 1.4768 | 2.8946 | 4.2556 | 4.2556 | 4.2556 | 1.229 | 1.2525 | 1.2525 | 1.3847 | 1.5551 | 1.5551
2024-10-27 09:00 | 1.2137 | 1.4188 | 2.781 | 4.0885 | 4.0885 | 4.0885 | 1.1985 | 1.2214 | 1.2214 | 1.3503 | 1.5165 | 1.5165
2024-10-27 10:00 | 0.92366 | 1.0797 | 2.1163 | 3.1114 | 3.1114 | 3.1114 | 0.82061 | 0.8363 | 0.8363 | 0.92458 | 1.0384 | 1.0384
2024-10-27 11:00 | 1.0649 | 1.2448 | 2.4399 | 3.5871 | 3.5871 | 3.5871 | 0.41603 | 0.42399 | 0.42399 | 0.46874 | 0.52642 | 0.52642
2024-10-27 12:00 | 0.16794 | 0.19631 | 0.38479 | 0.5657 | 0.5657 | 0.5657 | 0.24809 | 0.25284 | 0.25284 | 0.27952 | 0.31392 | 0.31392
2024-10-27 13:00 | 0.24809 | 0.29 | 0.56844 | 0.8357 | 0.8357 | 0.8357 | 0.51908 | 0.52901 | 0.52901 | 0.58485 | 0.65682 | 0.65682
2024-10-27 14:00 | 1.2977 | 1.5169 | 2.9734 | 4.3713 | 4.3713 | 4.3713 | 1.1718 | 1.1942 | 1.1942 | 1.3202 | 1.4827 | 1.4827
2024-10-27 15:00 | 1.2519 | 1.4634 | 2.8684 | 4.2171 | 4.2171 | 4.2171 | 0.96183 | 0.98023 | 0.98023 | 1.0837 | 1.2171 | 1.2171
2024-10-27 16:00 | 1.0878 | 1.2715 | 2.4924 | 3.6642 | 3.6642 | 3.6642 | 1.2366 | 1.2603 | 1.2603 | 1.3933 | 1.5648 | 1.5648
2024-10-27 17:00 | 1.2748 | 1.4901 | 2.9209 | 4.2942 | 4.2942 | 4.2942 | 1.3359 | 1.3614 | 1.3614 | 1.5051 | 1.6903 | 1.6903
2024-10-27 18:00 | 1.6031 | 1.8738 | 3.673 | 5.3999 | 5.3999 | 5.3999 | 1.584 | 1.6143 | 1.6143 | 1.7847 | 2.0043 | 2.0043
2024-10-27 19:00 | 1.6718 | 1.9541 | 3.8304 | 5.6313 | 5.6313 | 5.6313 | 1.5038 | 1.5326 | 1.5326 | 1.6943 | 1.9028 | 1.9028
2024-10-27 20:00 | 1.7252 | 2.0166 | 3.9528 | 5.8113 | 5.8113 | 5.8113 | 1.3779 | 1.4042 | 1.4042 | 1.5524 | 1.7435 | 1.7435
2024-10-27 21:00 | 1.6565 | 1.9363 | 3.7954 | 5.5799 | 5.5799 | 5.5799 | 1.4275 | 1.4548 | 1.4548 | 1.6083 | 1.8063 | 1.8063
2024-10-27 22:00 | 1.5305 | 1.7891 | 3.5068 | 5.1556 | 5.1556 | 5.1556 | 1.3779 | 1.4042 | 1.4042 | 1.5524 | 1.7435 | 1.7435
2024-10-27 23:00 | 1.5382 | 1.798 | 3.5243 | 5.1813 | 5.1813 | 5.1813 | 1.2023 | 1.2253 | 1.2253 | 1.3546 | 1.5213 | 1.5213
2024-10-28 | 1.3779 | 1.6106 | 3.157 | 4.6413 | 4.6413 | 4.6413 | 1.0725 | 1.093 | 1.093 | 1.2084 | 1.3571 | 1.3571
2024-10-28 01:00 | 1.2252 | 1.4321 | 2.8072 | 4.1271 | 4.1271 | 4.1271 | 0.93893 | 0.95689 | 0.95689 | 1.0579 | 1.1881 | 1.1881
2024-10-28 02:00 | 1.1679 | 1.3652 | 2.676 | 3.9342 | 3.9342 | 3.9342 | 0.98855 | 1.0075 | 1.0075 | 1.1138 | 1.2509 | 1.2509
2024-10-28 03:00 | 1.1679 | 1.3652 | 2.676 | 3.9342 | 3.9342 | 3.9342 | 1.0496 | 1.0697 | 1.0697 | 1.1826 | 1.3281 | 1.3281
2024-10-28 04:00 | 1.1679 | 1.3652 | 2.676 | 3.9342 | 3.9342 | 3.9342 | 1.0687 | 1.0891 | 1.0891 | 1.2041 | 1.3523 | 1.3523
2024-10-28 05:00 | 1.5115 | 1.7668 | 3.4631 | 5.0913 | 5.0913 | 5.0913 | 1.3053 | 1.3303 | 1.3303 | 1.4707 | 1.6517 | 1.6517
2024-10-28 06:00 | 1.8702 | 2.1861 | 4.2851 | 6.2999 | 6.2999 | 6.2999 | 1.5649 | 1.5948 | 1.5948 | 1.7632 | 1.9801 | 1.9801
2024-10-28 07:00 | 2.1412 | 2.5029 | 4.906 | 7.2127 | 7.2127 | 7.2127 | 2.0344 | 2.0733 | 2.0733 | 2.2921 | 2.5742 | 2.5742
2024-10-28 08:00 | 1.9618 | 2.2932 | 4.495 | 6.6085 | 6.6085 | 6.6085 | 1.8435 | 1.8788 | 1.8788 | 2.0771 | 2.3327 | 2.3327
2024-10-28 09:00 | 1.458 | 1.7043 | 3.3407 | 4.9113 | 4.9113 | 4.9113 | 1.5229 | 1.552 | 1.552 | 1.7158 | 1.927 | 1.927
2024-10-28 10:00 | 0.79771 | 0.93245 | 1.8277 | 2.6871 | 2.6871 | 2.6871 | 1.0534 | 1.0736 | 1.0736 | 1.1869 | 1.333 | 1.333
2024-10-28 11:00 | 1.3092 | 1.5303 | 2.9996 | 4.4099 | 4.4099 | 4.4099 | 1.5763 | 1.6065 | 1.6065 | 1.7761 | 1.9946 | 1.9946
2024-10-28 12:00 | 0.32061 | 0.37477 | 0.73459 | 1.08 | 1.08 | 1.08 | 1.3817 | 1.4081 | 1.4081 | 1.5567 | 1.7483 | 1.7483
2024-10-28 13:00 | 0.41221 | 0.48184 | 0.94448 | 1.3885 | 1.3885 | 1.3885 | 1.0458 | 1.0658 | 1.0658 | 1.1783 | 1.3233 | 1.3233
2024-10-28 14:00 | 0.37786 | 0.44169 | 0.86577 | 1.2728 | 1.2728 | 1.2728 | 0.90458 | 0.92188 | 0.92188 | 1.0192 | 1.1446 | 1.1446
2024-10-28 15:00 | 0.68702 | 0.80307 | 1.5741 | 2.3142 | 2.3142 | 2.3142 | 1.3092 | 1.3342 | 1.3342 | 1.475 | 1.6565 | 1.6565
2024-10-28 16:00 | 0.93511 | 1.0931 | 2.1426 | 3.1499 | 3.1499 | 3.1499 | 1.3855 | 1.412 | 1.412 | 1.561 | 1.7531 | 1.7531
2024-10-28 17:00 | 1.4924 | 1.7444 | 3.4194 | 5.0271 | 5.0271 | 5.0271 | 1.7328 | 1.766 | 1.766 | 1.9524 | 2.1926 | 2.1926
2024-10-28 18:00 | 1.7405 | 2.0344 | 3.9878 | 5.8628 | 5.8628 | 5.8628 | 1.7252 | 1.7582 | 1.7582 | 1.9438 | 2.183 | 2.183
2024-10-28 19:00 | 1.7366 | 2.03 | 3.979 | 5.8499 | 5.8499 | 5.8499 | 1.6679 | 1.6998 | 1.6998 | 1.8793 | 2.1105 | 2.1105
2024-10-28 20:00 | 1.8206 | 2.1281 | 4.1714 | 6.1327 | 6.1327 | 6.1327 | 1.6107 | 1.6415 | 1.6415 | 1.8148 | 2.0381 | 2.0381
2024-10-28 21:00 | 1.6756 | 1.9586 | 3.8391 | 5.6442 | 5.6442 | 5.6442 | 1.4046 | 1.4314 | 1.4314 | 1.5825 | 1.7773 | 1.7773
2024-10-28 22:00 | 1.5 | 1.7534 | 3.4368 | 5.0528 | 5.0528 | 5.0528 | 1.3015 | 1.3264 | 1.3264 | 1.4664 | 1.6469 | 1.6469
2024-10-28 23:00 | 1.4198 | 1.6597 | 3.2532 | 4.7828 | 4.7828 | 4.7828 | 1.2023 | 1.2253 | 1.2253 | 1.3546 | 1.5213 | 1.5213
2024-10-29 | 1.3664 | 1.5972 | 3.1308 | 4.6028 | 4.6028 | 4.6028 | 1.1069 | 1.128 | 1.128 | 1.2471 | 1.4006 | 1.4006
2024-10-29 01:00 | 1.2405 | 1.45 | 2.8422 | 4.1785 | 4.1785 | 4.1785 | 1.0649 | 1.0853 | 1.0853 | 1.1998 | 1.3474 | 1.3474
2024-10-29 02:00 | 1.229 | 1.4366 | 2.8159 | 4.1399 | 4.1399 | 4.1399 | 1.042 | 1.0619 | 1.0619 | 1.174 | 1.3185 | 1.3185
2024-10-29 03:00 | 1.1489 | 1.3429 | 2.6323 | 3.8699 | 3.8699 | 3.8699 | 0.98092 | 0.99968 | 0.99968 | 1.1052 | 1.2412 | 1.2412
2024-10-29 04:00 | 1.1031 | 1.2894 | 2.5274 | 3.7156 | 3.7156 | 3.7156 | 1.0611 | 1.0814 | 1.0814 | 1.1955 | 1.3426 | 1.3426
2024-10-29 05:00 | 1.3168 | 1.5392 | 3.0171 | 4.4356 | 4.4356 | 4.4356 | 1.2443 | 1.2681 | 1.2681 | 1.4019 | 1.5744 | 1.5744
2024-10-29 06:00 | 1.6565 | 1.9363 | 3.7954 | 5.5799 | 5.5799 | 5.5799 | 1.5305 | 1.5598 | 1.5598 | 1.7244 | 1.9367 | 1.9367
2024-10-29 07:00 | 1.626 | 1.9006 | 3.7254 | 5.477 | 5.477 | 5.477 | 1.7977 | 1.8321 | 1.8321 | 2.0255 | 2.2747 | 2.2747
2024-10-29 08:00 | 1.4695 | 1.7177 | 3.3669 | 4.9499 | 4.9499 | 4.9499 | 1.6603 | 1.6921 | 1.6921 | 1.8707 | 2.1009 | 2.1009
2024-10-29 09:00 | 1.1221 | 1.3117 | 2.5711 | 3.7799 | 3.7799 | 3.7799 | 1.2863 | 1.3109 | 1.3109 | 1.4492 | 1.6276 | 1.6276
2024-10-29 10:00 | 0.69466 | 0.81199 | 1.5916 | 2.34 | 2.34 | 2.34 | 0.87786 | 0.89465 | 0.89465 | 0.98909 | 1.1108 | 1.1108
2024-10-29 11:00 | 0.5458 | 0.63799 | 1.2506 | 1.8385 | 1.8385 | 1.8385 | 1.0382 | 1.058 | 1.058 | 1.1697 | 1.3136 | 1.3136
2024-10-29 12:00 | 0.38168 | 0.44615 | 0.87452 | 1.2857 | 1.2857 | 1.2857 | 0.85115 | 0.86742 | 0.86742 | 0.95898 | 1.077 | 1.077
2024-10-29 13:00 | 0.46947 | 0.54876 | 1.0757 | 1.5814 | 1.5814 | 1.5814 | 0.97328 | 0.9919 | 0.9919 | 1.0966 | 1.2315 | 1.2315
2024-10-29 14:00 | 0.41603 | 0.4863 | 0.95322 | 1.4014 | 1.4014 | 1.4014 | 1.1069 | 1.128 | 1.128 | 1.2471 | 1.4006 | 1.4006
2024-10-29 15:00 | 0.64504 | 0.75399 | 1.4779 | 2.1728 | 2.1728 | 2.1728 | 1.1679 | 1.1903 | 1.1903 | 1.3159 | 1.4778 | 1.4778
2024-10-29 16:00 | 1.542 | 1.8024 | 3.533 | 5.1942 | 5.1942 | 5.1942 | 1.6641 | 1.6959 | 1.6959 | 1.875 | 2.1057 | 2.1057
2024-10-29 17:00 | 1.4924 | 1.7444 | 3.4194 | 5.0271 | 5.0271 | 5.0271 | 1.8473 | 1.8827 | 1.8827 | 2.0814 | 2.3375 | 2.3375
2024-10-29 18:00 | 1.7214 | 2.0121 | 3.9441 | 5.7985 | 5.7985 | 5.7985 | 1.6641 | 1.6959 | 1.6959 | 1.875 | 2.1057 | 2.1057
2024-10-29 19:00 | 1.7748 | 2.0746 | 4.0665 | 5.9785 | 5.9785 | 5.9785 | 1.7023 | 1.7348 | 1.7348 | 1.918 | 2.154 | 2.154
2024-10-29 20:00 | 1.7748 | 2.0746 | 4.0665 | 5.9785 | 5.9785 | 5.9785 | 1.6031 | 1.6337 | 1.6337 | 1.8062 | 2.0284 | 2.0284
2024-10-29 21:00 | 1.5916 | 1.8604 | 3.6467 | 5.3613 | 5.3613 | 5.3613 | 1.5229 | 1.552 | 1.552 | 1.7158 | 1.927 | 1.927
2024-10-29 22:00 | 1.4237 | 1.6641 | 3.2619 | 4.7956 | 4.7956 | 4.7956 | 1.2786 | 1.3031 | 1.3031 | 1.4406 | 1.6179 | 1.6179
2024-10-29 23:00 | 1.4275 | 1.6686 | 3.2707 | 4.8085 | 4.8085 | 4.8085 | 1.1641 | 1.1864 | 1.1864 | 1.3116 | 1.473 | 1.473
2024-10-30 | 1.3092 | 1.5303 | 2.9996 | 4.4099 | 4.4099 | 4.4099 | 1.0916 | 1.1125 | 1.1125 | 1.2299 | 1.3813 | 1.3813
2024-10-30 01:00 | 1.2061 | 1.4098 | 2.7635 | 4.0628 | 4.0628 | 4.0628 | 0.97328 | 0.9919 | 0.9919 | 1.0966 | 1.2315 | 1.2315
2024-10-30 02:00 | 1.1527 | 1.3474 | 2.641 | 3.8828 | 3.8828 | 3.8828 | 0.99237 | 1.0113 | 1.0113 | 1.1181 | 1.2557 | 1.2557
2024-10-30 03:00 | 1.1527 | 1.3474 | 2.641 | 3.8828 | 3.8828 | 3.8828 | 0.98473 | 1.0036 | 1.0036 | 1.1095 | 1.246 | 1.246
2024-10-30 04:00 | 1.1756 | 1.3741 | 2.6935 | 3.9599 | 3.9599 | 3.9599 | 0.9313 | 0.94911 | 0.94911 | 1.0493 | 1.1784 | 1.1784
2024-10-30 05:00 | 1.2672 | 1.4812 | 2.9034 | 4.2685 | 4.2685 | 4.2685 | 1.1794 | 1.2019 | 1.2019 | 1.3288 | 1.4923 | 1.4923
2024-10-30 06:00 | 1.5038 | 1.7578 | 3.4456 | 5.0656 | 5.0656 | 5.0656 | 1.4351 | 1.4626 | 1.4626 | 1.6169 | 1.8159 | 1.8159
2024-10-30 07:00 | 1.7366 | 2.03 | 3.979 | 5.8499 | 5.8499 | 5.8499 | 1.6489 | 1.6804 | 1.6804 | 1.8578 | 2.0864 | 2.0864
2024-10-30 08:00 | 1.4847 | 1.7355 | 3.4019 | 5.0013 | 5.0013 | 5.0013 | 1.5382 | 1.5676 | 1.5676 | 1.733 | 1.9463 | 1.9463
2024-10-30 09:00 | 0.95038 | 1.1109 | 2.1775 | 3.2014 | 3.2014 | 3.2014 | 1.1298 | 1.1514 | 1.1514 | 1.2729 | 1.4296 | 1.4296
2024-10-30 10:00 | 0.74427 | 0.86999 | 1.7053 | 2.5071 | 2.5071 | 2.5071 | 1.1336 | 1.1553 | 1.1553 | 1.2772 | 1.4344 | 1.4344
2024-10-30 11:00 | 0.48855 | 0.57107 | 1.1194 | 1.6457 | 1.6457 | 1.6457 | 1.0191 | 1.0386 | 1.0386 | 1.1482 | 1.2895 | 1.2895
2024-10-30 12:00 | 0.32061 | 0.37477 | 0.73459 | 1.08 | 1.08 | 1.08 | 0.98092 | 0.99968 | 0.99968 | 1.1052 | 1.2412 | 1.2412
2024-10-30 13:00 | 0.42748 | 0.49969 | 0.97946 | 1.44 | 1.44 | 1.44 | 0.88931 | 0.90632 | 0.90632 | 1.002 | 1.1253 | 1.1253
2024-10-30 14:00 | 0.52672 | 0.61569 | 1.2068 | 1.7743 | 1.7743 | 1.7743 | 1.1221 | 1.1436 | 1.1436 | 1.2643 | 1.4199 | 1.4199
2024-10-30 15:00 | 0.81679 | 0.95476 | 1.8715 | 2.7514 | 2.7514 | 2.7514 | 1.1832 | 1.2058 | 1.2058 | 1.3331 | 1.4972 | 1.4972
2024-10-30 16:00 | 1.1412 | 1.334 | 2.6148 | 3.8442 | 3.8442 | 3.8442 | 1.4389 | 1.4664 | 1.4664 | 1.6212 | 1.8207 | 1.8207
2024-10-30 17:00 | 1.5878 | 1.856 | 3.638 | 5.3485 | 5.3485 | 5.3485 | 1.7901 | 1.8243 | 1.8243 | 2.0169 | 2.2651 | 2.2651
2024-10-30 18:00 | 1.687 | 1.972 | 3.8654 | 5.6828 | 5.6828 | 5.6828 | 1.645 | 1.6765 | 1.6765 | 1.8535 | 2.0815 | 2.0815
2024-10-30 19:00 | 1.7786 | 2.0791 | 4.0752 | 5.9913 | 5.9913 | 5.9913 | 1.6908 | 1.7232 | 1.7232 | 1.9051 | 2.1395 | 2.1395
2024-10-30 20:00 | 1.8321 | 2.1415 | 4.1977 | 6.1713 | 6.1713 | 6.1713 | 1.6374 | 1.6687 | 1.6687 | 1.8449 | 2.0719 | 2.0719
2024-10-30 21:00 | 1.7481 | 2.0434 | 4.0053 | 5.8885 | 5.8885 | 5.8885 | 1.5763 | 1.6065 | 1.6065 | 1.7761 | 1.9946 | 1.9946
2024-10-30 22:00 | 1.5382 | 1.798 | 3.5243 | 5.1813 | 5.1813 | 5.1813 | 1.3779 | 1.4042 | 1.4042 | 1.5524 | 1.7435 | 1.7435
2024-10-30 23:00 | 1.4733 | 1.7221 | 3.3756 | 4.9628 | 4.9628 | 4.9628 | 1.2519 | 1.2758 | 1.2758 | 1.4105 | 1.5841 | 1.5841
2024-10-31 | 1.3321 | 1.5571 | 3.0521 | 4.4871 | 4.4871 | 4.4871 | 1.0153 | 1.0347 | 1.0347 | 1.1439 | 1.2847 | 1.2847
2024-10-31 01:00 | 1.2137 | 1.4188 | 2.781 | 4.0885 | 4.0885 | 4.0885 | 1.0267 | 1.0464 | 1.0464 | 1.1568 | 1.2992 | 1.2992
2024-10-31 02:00 | 1.1832 | 1.3831 | 2.711 | 3.9856 | 3.9856 | 3.9856 | 0.9771 | 0.99579 | 0.99579 | 1.1009 | 1.2364 | 1.2364
2024-10-31 03:00 | 1.1832 | 1.3831 | 2.711 | 3.9856 | 3.9856 | 3.9856 | 0.99237 | 1.0113 | 1.0113 | 1.1181 | 1.2557 | 1.2557
2024-10-31 04:00 | 1.187 | 1.3875 | 2.7197 | 3.9985 | 3.9985 | 3.9985 | 1 | 1.0191 | 1.0191 | 1.1267 | 1.2653 | 1.2653
2024-10-31 05:00 | 1.2786 | 1.4946 | 2.9296 | 4.3071 | 4.3071 | 4.3071 | 1.3702 | 1.3964 | 1.3964 | 1.5438 | 1.7338 | 1.7338
2024-10-31 06:00 | 1.4809 | 1.7311 | 3.3931 | 4.9885 | 4.9885 | 4.9885 | 1.3893 | 1.4159 | 1.4159 | 1.5653 | 1.758 | 1.758
2024-10-31 07:00 | 1.7023 | 1.9898 | 3.9003 | 5.7342 | 5.7342 | 5.7342 | 1.6527 | 1.6843 | 1.6843 | 1.8621 | 2.0912 | 2.0912
2024-10-31 08:00 | 1.7748 | 2.0746 | 4.0665 | 5.9785 | 5.9785 | 5.9785 | 1.8321 | 1.8671 | 1.8671 | 2.0642 | 2.3182 | 2.3182
2024-10-31 09:00 | 1.5153 | 1.7712 | 3.4718 | 5.1042 | 5.1042 | 5.1042 | 1.542 | 1.5715 | 1.5715 | 1.7373 | 1.9511 | 1.9511
2024-10-31 10:00 | 1.4046 | 1.6418 | 3.2182 | 4.7313 | 4.7313 | 4.7313 | 1.5649 | 1.5948 | 1.5948 | 1.7632 | 1.9801 | 1.9801
2024-10-31 11:00 | 1.2214 | 1.4277 | 2.7985 | 4.1142 | 4.1142 | 4.1142 | 1.5649 | 1.5948 | 1.5948 | 1.7632 | 1.9801 | 1.9801
2024-10-31 12:00 | 1.1718 | 1.3697 | 2.6848 | 3.9471 | 3.9471 | 3.9471 | 1.5076 | 1.5365 | 1.5365 | 1.6986 | 1.9077 | 1.9077
2024-10-31 13:00 | 1.2672 | 1.4812 | 2.9034 | 4.2685 | 4.2685 | 4.2685 | 1.5 | 1.5287 | 1.5287 | 1.69 | 1.898 | 1.898
2024-10-31 14:00 | 1.4008 | 1.6374 | 3.2095 | 4.7185 | 4.7185 | 4.7185 | 1.6298 | 1.6609 | 1.6609 | 1.8363 | 2.0622 | 2.0622
2024-10-31 15:00 | 1.2137 | 1.4188 | 2.781 | 4.0885 | 4.0885 | 4.0885 | 1.5038 | 1.5326 | 1.5326 | 1.6943 | 1.9028 | 1.9028
2024-10-31 16:00 | 1.2901 | 1.508 | 2.9559 | 4.3456 | 4.3456 | 4.3456 | 1.7901 | 1.8243 | 1.8243 | 2.0169 | 2.2651 | 2.2651
2024-10-31 17:00 | 1.3702 | 1.6017 | 3.1395 | 4.6156 | 4.6156 | 4.6156 | 1.813 | 1.8476 | 1.8476 | 2.0427 | 2.294 | 2.294
2024-10-31 18:00 | 1.6145 | 1.8872 | 3.6992 | 5.4385 | 5.4385 | 5.4385 | 1.5229 | 1.552 | 1.552 | 1.7158 | 1.927 | 1.927
2024-10-31 19:00 | 1.729 | 2.0211 | 3.9616 | 5.8242 | 5.8242 | 5.8242 | 1.5153 | 1.5442 | 1.5442 | 1.7072 | 1.9173 | 1.9173
2024-10-31 20:00 | 1.729 | 2.0211 | 3.9616 | 5.8242 | 5.8242 | 5.8242 | 1.542 | 1.5715 | 1.5715 | 1.7373 | 1.9511 | 1.9511
2024-10-31 21:00 | 1.6794 | 1.9631 | 3.8479 | 5.657 | 5.657 | 5.657 | 1.5038 | 1.5326 | 1.5326 | 1.6943 | 1.9028 | 1.9028
2024-10-31 22:00 | 1.5611 | 1.8248 | 3.5768 | 5.2585 | 5.2585 | 5.2585 | 1.458 | 1.4859 | 1.4859 | 1.6427 | 1.8449 | 1.8449
2024-10-31 23:00 | 1.5267 | 1.7846 | 3.4981 | 5.1428 | 5.1428 | 5.1428 | 1.271 | 1.2953 | 1.2953 | 1.432 | 1.6082 | 1.6082
2024-11-01 | 1.374 | 1.6061 | 3.1483 | 4.6285 | 4.6285 | 4.6285 | 1.0534 | 1.0736 | 1.0736 | 1.1869 | 1.333 | 1.333
2024-11-01 01:00 | 1.2443 | 1.4544 | 2.8509 | 4.1914 | 4.1914 | 4.1914 | 1.0115 | 1.0308 | 1.0308 | 1.1396 | 1.2798 | 1.2798
2024-11-01 02:00 | 1.2061 | 1.4098 | 2.7635 | 4.0628 | 4.0628 | 4.0628 | 0.99618 | 1.0152 | 1.0152 | 1.1224 | 1.2605 | 1.2605
2024-11-01 03:00 | 1.1794 | 1.3786 | 2.7023 | 3.9728 | 3.9728 | 3.9728 | 0.92748 | 0.94522 | 0.94522 | 1.045 | 1.1736 | 1.1736
2024-11-01 04:00 | 1.1489 | 1.3429 | 2.6323 | 3.8699 | 3.8699 | 3.8699 | 1.0076 | 1.0269 | 1.0269 | 1.1353 | 1.275 | 1.275
2024-11-01 05:00 | 1.2557 | 1.4678 | 2.8772 | 4.2299 | 4.2299 | 4.2299 | 1.229 | 1.2525 | 1.2525 | 1.3847 | 1.5551 | 1.5551
2024-11-01 06:00 | 1.5305 | 1.7891 | 3.5068 | 5.1556 | 5.1556 | 5.1556 | 1.3435 | 1.3692 | 1.3692 | 1.5137 | 1.7 | 1.7
2024-11-01 07:00 | 1.7099 | 1.9987 | 3.9178 | 5.7599 | 5.7599 | 5.7599 | 1.5687 | 1.5987 | 1.5987 | 1.7675 | 1.985 | 1.985
2024-11-01 08:00 | 1.5916 | 1.8604 | 3.6467 | 5.3613 | 5.3613 | 5.3613 | 1.4962 | 1.5248 | 1.5248 | 1.6857 | 1.8932 | 1.8932
2024-11-01 09:00 | 1.5916 | 1.8604 | 3.6467 | 5.3613 | 5.3613 | 5.3613 | 1.5725 | 1.6026 | 1.6026 | 1.7718 | 1.9898 | 1.9898
2024-11-01 10:00 | 1.3893 | 1.624 | 3.1832 | 4.6799 | 4.6799 | 4.6799 | 1.5115 | 1.5404 | 1.5404 | 1.7029 | 1.9125 | 1.9125
2024-11-01 11:00 | 1.5267 | 1.7846 | 3.4981 | 5.1428 | 5.1428 | 5.1428 | 1.3664 | 1.3925 | 1.3925 | 1.5395 | 1.729 | 1.729
2024-11-01 12:00 | 1.4313 | 1.6731 | 3.2794 | 4.8213 | 4.8213 | 4.8213 | 1.416 | 1.4431 | 1.4431 | 1.5954 | 1.7918 | 1.7918
2024-11-01 13:00 | 1.2443 | 1.4544 | 2.8509 | 4.1914 | 4.1914 | 4.1914 | 1.2863 | 1.3109 | 1.3109 | 1.4492 | 1.6276 | 1.6276
2024-11-01 14:00 | 1.2634 | 1.4768 | 2.8946 | 4.2556 | 4.2556 | 4.2556 | 1.1145 | 1.1358 | 1.1358 | 1.2557 | 1.4102 | 1.4102
2024-11-01 15:00 | 0.70992 | 0.82984 | 1.6266 | 2.3914 | 2.3914 | 2.3914 | 1.2634 | 1.2875 | 1.2875 | 1.4234 | 1.5986 | 1.5986
2024-11-01 16:00 | 0.99237 | 1.16 | 2.2737 | 3.3428 | 3.3428 | 3.3428 | 1.5076 | 1.5365 | 1.5365 | 1.6986 | 1.9077 | 1.9077
2024-11-01 17:00 | 1.6412 | 1.9184 | 3.7604 | 5.5285 | 5.5285 | 5.5285 | 1.7328 | 1.766 | 1.766 | 1.9524 | 2.1926 | 2.1926
2024-11-01 18:00 | 1.6947 | 1.9809 | 3.8829 | 5.7085 | 5.7085 | 5.7085 | 1.7519 | 1.7854 | 1.7854 | 1.9739 | 2.2168 | 2.2168
2024-11-01 19:00 | 1.7672 | 2.0657 | 4.049 | 5.9527 | 5.9527 | 5.9527 | 1.687 | 1.7193 | 1.7193 | 1.9008 | 2.1347 | 2.1347
2024-11-01 20:00 | 1.7672 | 2.0657 | 4.049 | 5.9527 | 5.9527 | 5.9527 | 1.458 | 1.4859 | 1.4859 | 1.6427 | 1.8449 | 1.8449
2024-11-01 21:00 | 1.5496 | 1.8114 | 3.5505 | 5.2199 | 5.2199 | 5.2199 | 1.3817 | 1.4081 | 1.4081 | 1.5567 | 1.7483 | 1.7483
2024-11-01 22:00 | 1.4847 | 1.7355 | 3.4019 | 5.0013 | 5.0013 | 5.0013 | 1.2634 | 1.2875 | 1.2875 | 1.4234 | 1.5986 | 1.5986
2024-11-01 23:00 | 1.4008 | 1.6374 | 3.2095 | 4.7185 | 4.7185 | 4.7185 | 1.1412 | 1.163 | 1.163 | 1.2858 | 1.444 | 1.444
2024-11-02 | 1.3588 | 1.5883 | 3.1133 | 4.5771 | 4.5771 | 4.5771 | 1.0763 | 1.0969 | 1.0969 | 1.2127 | 1.3619 | 1.3619
2024-11-02 01:00 | 1.1336 | 1.3251 | 2.5973 | 3.8185 | 3.8185 | 3.8185 | 1.0763 | 1.0969 | 1.0969 | 1.2127 | 1.3619 | 1.3619
2024-11-02 02:00 | 1.1412 | 1.334 | 2.6148 | 3.8442 | 3.8442 | 3.8442 | 0.9771 | 0.99579 | 0.99579 | 1.1009 | 1.2364 | 1.2364
2024-11-02 03:00 | 1.1412 | 1.334 | 2.6148 | 3.8442 | 3.8442 | 3.8442 | 0.97328 | 0.9919 | 0.9919 | 1.0966 | 1.2315 | 1.2315
2024-11-02 04:00 | 1.1794 | 1.3786 | 2.7023 | 3.9728 | 3.9728 | 3.9728 | 0.93893 | 0.95689 | 0.95689 | 1.0579 | 1.1881 | 1.1881
2024-11-02 05:00 | 1.2634 | 1.4768 | 2.8946 | 4.2556 | 4.2556 | 4.2556 | 0.99618 | 1.0152 | 1.0152 | 1.1224 | 1.2605 | 1.2605
2024-11-02 06:00 | 1.3664 | 1.5972 | 3.1308 | 4.6028 | 4.6028 | 4.6028 | 1.1718 | 1.1942 | 1.1942 | 1.3202 | 1.4827 | 1.4827
2024-11-02 07:00 | 1.3779 | 1.6106 | 3.157 | 4.6413 | 4.6413 | 4.6413 | 1.2023 | 1.2253 | 1.2253 | 1.3546 | 1.5213 | 1.5213
2024-11-02 08:00 | 1.2557 | 1.4678 | 2.8772 | 4.2299 | 4.2299 | 4.2299 | 1.2214 | 1.2447 | 1.2447 | 1.3761 | 1.5455 | 1.5455
2024-11-02 09:00 | 1.2901 | 1.508 | 2.9559 | 4.3456 | 4.3456 | 4.3456 | 1.1603 | 1.1825 | 1.1825 | 1.3073 | 1.4682 | 1.4682
2024-11-02 10:00 | 1.0305 | 1.2046 | 2.3612 | 3.4714 | 3.4714 | 3.4714 | 1.2405 | 1.2642 | 1.2642 | 1.3976 | 1.5696 | 1.5696
2024-11-02 11:00 | 0.99618 | 1.1644 | 2.2825 | 3.3557 | 3.3557 | 3.3557 | 1.0229 | 1.0425 | 1.0425 | 1.1525 | 1.2943 | 1.2943
2024-11-02 12:00 | 1.0229 | 1.1957 | 2.3437 | 3.4457 | 3.4457 | 3.4457 | 0.91603 | 0.93355 | 0.93355 | 1.0321 | 1.1591 | 1.1591
2024-11-02 13:00 | 0.98855 | 1.1555 | 2.265 | 3.3299 | 3.3299 | 3.3299 | 0.88931 | 0.90632 | 0.90632 | 1.002 | 1.1253 | 1.1253
2024-11-02 14:00 | 0.57634 | 0.67369 | 1.3205 | 1.9414 | 1.9414 | 1.9414 | 0.6374 | 0.64959 | 0.64959 | 0.71816 | 0.80654 | 0.80654
2024-11-02 15:00 | 1.1489 | 1.3429 | 2.6323 | 3.8699 | 3.8699 | 3.8699 | 1.126 | 1.1475 | 1.1475 | 1.2686 | 1.4247 | 1.4247
2024-11-02 16:00 | 1.2786 | 1.4946 | 2.9296 | 4.3071 | 4.3071 | 4.3071 | 1.2786 | 1.3031 | 1.3031 | 1.4406 | 1.6179 | 1.6179
2024-11-02 17:00 | 1.3321 | 1.5571 | 3.0521 | 4.4871 | 4.4871 | 4.4871 | 1.3321 | 1.3575 | 1.3575 | 1.5008 | 1.6855 | 1.6855
2024-11-02 18:00 | 1.4237 | 1.6641 | 3.2619 | 4.7956 | 4.7956 | 4.7956 | 1.3397 | 1.3653 | 1.3653 | 1.5094 | 1.6952 | 1.6952
2024-11-02 19:00 | 1.6069 | 1.8783 | 3.6817 | 5.4128 | 5.4128 | 5.4128 | 1.4084 | 1.4353 | 1.4353 | 1.5868 | 1.7821 | 1.7821
2024-11-02 20:00 | 1.6069 | 1.8783 | 3.6817 | 5.4128 | 5.4128 | 5.4128 | 1.3588 | 1.3848 | 1.3848 | 1.5309 | 1.7193 | 1.7193
2024-11-02 21:00 | 1.5573 | 1.8203 | 3.568 | 5.2456 | 5.2456 | 5.2456 | 1.2863 | 1.3109 | 1.3109 | 1.4492 | 1.6276 | 1.6276
2024-11-02 22:00 | 1.458 | 1.7043 | 3.3407 | 4.9113 | 4.9113 | 4.9113 | 1.1336 | 1.1553 | 1.1553 | 1.2772 | 1.4344 | 1.4344
2024-11-02 23:00 | 1.4656 | 1.7132 | 3.3581 | 4.9371 | 4.9371 | 4.9371 | 1.1794 | 1.2019 | 1.2019 | 1.3288 | 1.4923 | 1.4923
2024-11-03 | 1.3053 | 1.5258 | 2.9908 | 4.3971 | 4.3971 | 4.3971 | 1.1298 | 1.1514 | 1.1514 | 1.2729 | 1.4296 | 1.4296
2024-11-03 01:00 | 1.2443 | 1.4544 | 2.8509 | 4.1914 | 4.1914 | 4.1914 | 1.0878 | 1.1086 | 1.1086 | 1.2256 | 1.3764 | 1.3764
2024-11-03 02:00 | 1.2061 | 1.4098 | 2.7635 | 4.0628 | 4.0628 | 4.0628 | 0.94656 | 0.96467 | 0.96467 | 1.0665 | 1.1977 | 1.1977
2024-11-03 03:00 | 1.1336 | 1.3251 | 2.5973 | 3.8185 | 3.8185 | 3.8185 | 0.94656 | 0.96467 | 0.96467 | 1.0665 | 1.1977 | 1.1977
2024-11-03 04:00 | 1.1031 | 1.2894 | 2.5274 | 3.7156 | 3.7156 | 3.7156 | 0.9313 | 0.94911 | 0.94911 | 1.0493 | 1.1784 | 1.1784
2024-11-03 05:00 | 1.1641 | 1.3608 | 2.6673 | 3.9214 | 3.9214 | 3.9214 | 0.9313 | 0.94911 | 0.94911 | 1.0493 | 1.1784 | 1.1784
2024-11-03 06:00 | 1.187 | 1.3875 | 2.7197 | 3.9985 | 3.9985 | 3.9985 | 0.9771 | 0.99579 | 0.99579 | 1.1009 | 1.2364 | 1.2364
2024-11-03 07:00 | 1.2405 | 1.45 | 2.8422 | 4.1785 | 4.1785 | 4.1785 | 1.0611 | 1.0814 | 1.0814 | 1.1955 | 1.3426 | 1.3426
2024-11-03 08:00 | 1.229 | 1.4366 | 2.8159 | 4.1399 | 4.1399 | 4.1399 | 1.1679 | 1.1903 | 1.1903 | 1.3159 | 1.4778 | 1.4778
2024-11-03 09:00 | 1.0649 | 1.2448 | 2.4399 | 3.5871 | 3.5871 | 3.5871 | 1.0534 | 1.0736 | 1.0736 | 1.1869 | 1.333 | 1.333
2024-11-03 10:00 | 0.91603 | 1.0708 | 2.0988 | 3.0857 | 3.0857 | 3.0857 | 1.0534 | 1.0736 | 1.0736 | 1.1869 | 1.333 | 1.333
2024-11-03 11:00 | 1.0534 | 1.2314 | 2.4137 | 3.5485 | 3.5485 | 3.5485 | 0.8626 | 0.87909 | 0.87909 | 0.97188 | 1.0915 | 1.0915
2024-11-03 12:00 | 0.74427 | 0.86999 | 1.7053 | 2.5071 | 2.5071 | 2.5071 | 0.77099 | 0.78574 | 0.78574 | 0.86867 | 0.97557 | 0.97557
2024-11-03 13:00 | 0.85878 | 1.0038 | 1.9677 | 2.8928 | 2.8928 | 2.8928 | 0.85496 | 0.87131 | 0.87131 | 0.96328 | 1.0818 | 1.0818
2024-11-03 14:00 | 0.43511 | 0.50861 | 0.99695 | 1.4657 | 1.4657 | 1.4657 | 0.48855 | 0.49789 | 0.49789 | 0.55045 | 0.61818 | 0.61818
2024-11-03 15:00 | 1.3969 | 1.6329 | 3.2007 | 4.7056 | 4.7056 | 4.7056 | 1.2366 | 1.2603 | 1.2603 | 1.3933 | 1.5648 | 1.5648
2024-11-03 16:00 | 1.3969 | 1.6329 | 3.2007 | 4.7056 | 4.7056 | 4.7056 | 1.3359 | 1.3614 | 1.3614 | 1.5051 | 1.6903 | 1.6903
2024-11-03 17:00 | 1.6183 | 1.8917 | 3.7079 | 5.4513 | 5.4513 | 5.4513 | 1.3168 | 1.342 | 1.342 | 1.4836 | 1.6662 | 1.6662
2024-11-03 18:00 | 1.7672 | 2.0657 | 4.049 | 5.9527 | 5.9527 | 5.9527 | 1.4389 | 1.4664 | 1.4664 | 1.6212 | 1.8207 | 1.8207
2024-11-03 19:00 | 1.687 | 1.972 | 3.8654 | 5.6828 | 5.6828 | 5.6828 | 1.4695 | 1.4976 | 1.4976 | 1.6556 | 1.8594 | 1.8594
2024-11-03 20:00 | 1.6565 | 1.9363 | 3.7954 | 5.5799 | 5.5799 | 5.5799 | 1.4275 | 1.4548 | 1.4548 | 1.6083 | 1.8063 | 1.8063
2024-11-03 21:00 | 1.5344 | 1.7935 | 3.5156 | 5.1685 | 5.1685 | 5.1685 | 1.3092 | 1.3342 | 1.3342 | 1.475 | 1.6565 | 1.6565
2024-11-03 22:00 | 1.5382 | 1.798 | 3.5243 | 5.1813 | 5.1813 | 5.1813 | 1.2214 | 1.2447 | 1.2447 | 1.3761 | 1.5455 | 1.5455
2024-11-03 23:00 | 1.4122 | 1.6508 | 3.2357 | 4.7571 | 4.7571 | 4.7571 | 1.2557 | 1.2797 | 1.2797 | 1.4148 | 1.5889 | 1.5889
2024-11-04 | 1.3435 | 1.5704 | 3.0783 | 4.5256 | 4.5256 | 4.5256 | 1.0649 | 1.0853 | 1.0853 | 1.1998 | 1.3474 | 1.3474
2024-11-04 01:00 | 1.1527 | 1.3474 | 2.641 | 3.8828 | 3.8828 | 3.8828 | 0.96947 | 0.98801 | 0.98801 | 1.0923 | 1.2267 | 1.2267
2024-11-04 02:00 | 1.1527 | 1.3474 | 2.641 | 3.8828 | 3.8828 | 3.8828 | 1 | 1.0191 | 1.0191 | 1.1267 | 1.2653 | 1.2653
2024-11-04 03:00 | 1.1107 | 1.2983 | 2.5448 | 3.7414 | 3.7414 | 3.7414 | 0.90076 | 0.91799 | 0.91799 | 1.0149 | 1.1398 | 1.1398
2024-11-04 04:00 | 1.1412 | 1.334 | 2.6148 | 3.8442 | 3.8442 | 3.8442 | 0.91985 | 0.93744 | 0.93744 | 1.0364 | 1.1639 | 1.1639
2024-11-04 05:00 | 1.2099 | 1.4143 | 2.7722 | 4.0756 | 4.0756 | 4.0756 | 1.1603 | 1.1825 | 1.1825 | 1.3073 | 1.4682 | 1.4682
2024-11-04 06:00 | 1.416 | 1.6552 | 3.2445 | 4.7699 | 4.7699 | 4.7699 | 1.3511 | 1.377 | 1.377 | 1.5223 | 1.7097 | 1.7097
2024-11-04 07:00 | 1.584 | 1.8515 | 3.6292 | 5.3356 | 5.3356 | 5.3356 | 1.6947 | 1.7271 | 1.7271 | 1.9094 | 2.1443 | 2.1443
2024-11-04 08:00 | 1.5305 | 1.7891 | 3.5068 | 5.1556 | 5.1556 | 5.1556 | 1.687 | 1.7193 | 1.7193 | 1.9008 | 2.1347 | 2.1347
2024-11-04 09:00 | 1.3817 | 1.6151 | 3.1657 | 4.6542 | 4.6542 | 4.6542 | 1.5496 | 1.5793 | 1.5793 | 1.746 | 1.9608 | 1.9608
2024-11-04 10:00 | 1.6832 | 1.9675 | 3.8566 | 5.6699 | 5.6699 | 5.6699 | 1.7328 | 1.766 | 1.766 | 1.9524 | 2.1926 | 2.1926
2024-11-04 11:00 | 1.8282 | 2.1371 | 4.1889 | 6.1585 | 6.1585 | 6.1585 | 1.9198 | 1.9566 | 1.9566 | 2.1631 | 2.4293 | 2.4293
2024-11-04 12:00 | 1.458 | 1.7043 | 3.3407 | 4.9113 | 4.9113 | 4.9113 | 1.5076 | 1.5365 | 1.5365 | 1.6986 | 1.9077 | 1.9077
2024-11-04 13:00 | 1.3779 | 1.6106 | 3.157 | 4.6413 | 4.6413 | 4.6413 | 1.4198 | 1.447 | 1.447 | 1.5997 | 1.7966 | 1.7966
2024-11-04 14:00 | 1.145 | 1.3384 | 2.6235 | 3.8571 | 3.8571 | 3.8571 | 1.4198 | 1.447 | 1.447 | 1.5997 | 1.7966 | 1.7966
2024-11-04 15:00 | 1.374 | 1.6061 | 3.1483 | 4.6285 | 4.6285 | 4.6285 | 1.4427 | 1.4703 | 1.4703 | 1.6255 | 1.8256 | 1.8256
2024-11-04 16:00 | 1.0725 | 1.2537 | 2.4574 | 3.6128 | 3.6128 | 3.6128 | 1.6183 | 1.6493 | 1.6493 | 1.8234 | 2.0477 | 2.0477
2024-11-04 17:00 | 1.813 | 2.1192 | 4.154 | 6.107 | 6.107 | 6.107 | 1.9008 | 1.9371 | 1.9371 | 2.1416 | 2.4051 | 2.4051
2024-11-04 18:00 | 1.6947 | 1.9809 | 3.8829 | 5.7085 | 5.7085 | 5.7085 | 1.7824 | 1.8165 | 1.8165 | 2.0083 | 2.2554 | 2.2554
2024-11-04 19:00 | 1.8511 | 2.1638 | 4.2414 | 6.2356 | 6.2356 | 6.2356 | 1.7786 | 1.8126 | 1.8126 | 2.004 | 2.2506 | 2.2506
2024-11-04 20:00 | 1.7939 | 2.0969 | 4.1102 | 6.0427 | 6.0427 | 6.0427 | 1.6603 | 1.6921 | 1.6921 | 1.8707 | 2.1009 | 2.1009
2024-11-04 21:00 | 1.5992 | 1.8694 | 3.6642 | 5.387 | 5.387 | 5.387 | 1.5611 | 1.5909 | 1.5909 | 1.7589 | 1.9753 | 1.9753
2024-11-04 22:00 | 1.4618 | 1.7088 | 3.3494 | 4.9242 | 4.9242 | 4.9242 | 1.3702 | 1.3964 | 1.3964 | 1.5438 | 1.7338 | 1.7338
2024-11-04 23:00 | 1.3702 | 1.6017 | 3.1395 | 4.6156 | 4.6156 | 4.6156 | 1.1832 | 1.2058 | 1.2058 | 1.3331 | 1.4972 | 1.4972
2024-11-05 | 1.3435 | 1.5704 | 3.0783 | 4.5256 | 4.5256 | 4.5256 | 1.0229 | 1.0425 | 1.0425 | 1.1525 | 1.2943 | 1.2943
2024-11-05 01:00 | 1.2023 | 1.4054 | 2.7547 | 4.0499 | 4.0499 | 4.0499 | 1.0267 | 1.0464 | 1.0464 | 1.1568 | 1.2992 | 1.2992
2024-11-05 02:00 | 1.126 | 1.3161 | 2.5798 | 3.7928 | 3.7928 | 3.7928 | 1.0458 | 1.0658 | 1.0658 | 1.1783 | 1.3233 | 1.3233
2024-11-05 03:00 | 1.126 | 1.3161 | 2.5798 | 3.7928 | 3.7928 | 3.7928 | 1.0534 | 1.0736 | 1.0736 | 1.1869 | 1.333 | 1.333
2024-11-05 04:00 | 1.1527 | 1.3474 | 2.641 | 3.8828 | 3.8828 | 3.8828 | 1.0305 | 1.0502 | 1.0502 | 1.1611 | 1.304 | 1.304
2024-11-05 05:00 | 1.1527 | 1.3474 | 2.641 | 3.8828 | 3.8828 | 3.8828 | 1.2252 | 1.2486 | 1.2486 | 1.3804 | 1.5503 | 1.5503
2024-11-05 06:00 | 1.6183 | 1.8917 | 3.7079 | 5.4513 | 5.4513 | 5.4513 | 1.4427 | 1.4703 | 1.4703 | 1.6255 | 1.8256 | 1.8256
2024-11-05 07:00 | 1.7176 | 2.0077 | 3.9353 | 5.7856 | 5.7856 | 5.7856 | 1.7214 | 1.7543 | 1.7543 | 1.9395 | 2.1781 | 2.1781
2024-11-05 08:00 | 1.771 | 2.0701 | 4.0578 | 5.9656 | 5.9656 | 5.9656 | 1.6985 | 1.731 | 1.731 | 1.9137 | 2.1492 | 2.1492
2024-11-05 09:00 | 1.5305 | 1.7891 | 3.5068 | 5.1556 | 5.1556 | 5.1556 | 1.6183 | 1.6493 | 1.6493 | 1.8234 | 2.0477 | 2.0477
2024-11-05 10:00 | 1.5725 | 1.8381 | 3.603 | 5.297 | 5.297 | 5.297 | 1.3817 | 1.4081 | 1.4081 | 1.5567 | 1.7483 | 1.7483
2024-11-05 11:00 | 1.2939 | 1.5124 | 2.9646 | 4.3585 | 4.3585 | 4.3585 | 1.355 | 1.3809 | 1.3809 | 1.5266 | 1.7145 | 1.7145
2024-11-05 12:00 | 0.82443 | 0.96368 | 1.889 | 2.7771 | 2.7771 | 2.7771 | 1.0038 | 1.023 | 1.023 | 1.131 | 1.2702 | 1.2702
2024-11-05 13:00 | 0.69847 | 0.81645 | 1.6004 | 2.3528 | 2.3528 | 2.3528 | 1.0038 | 1.023 | 1.023 | 1.131 | 1.2702 | 1.2702
2024-11-05 14:00 | 1.2252 | 1.4321 | 2.8072 | 4.1271 | 4.1271 | 4.1271 | 1.3969 | 1.4237 | 1.4237 | 1.5739 | 1.7676 | 1.7676
2024-11-05 15:00 | 1.313 | 1.5348 | 3.0083 | 4.4228 | 4.4228 | 4.4228 | 1.3969 | 1.4237 | 1.4237 | 1.5739 | 1.7676 | 1.7676
2024-11-05 16:00 | 1.5344 | 1.7935 | 3.5156 | 5.1685 | 5.1685 | 5.1685 | 1.7824 | 1.8165 | 1.8165 | 2.0083 | 2.2554 | 2.2554
2024-11-05 17:00 | 1.7519 | 2.0478 | 4.014 | 5.9013 | 5.9013 | 5.9013 | 1.813 | 1.8476 | 1.8476 | 2.0427 | 2.294 | 2.294
2024-11-05 18:00 | 1.874 | 2.1906 | 4.2939 | 6.3127 | 6.3127 | 6.3127 | 1.7863 | 1.8204 | 1.8204 | 2.0126 | 2.2602 | 2.2602
2024-11-05 19:00 | 1.7672 | 2.0657 | 4.049 | 5.9527 | 5.9527 | 5.9527 | 1.6565 | 1.6882 | 1.6882 | 1.8664 | 2.096 | 2.096
2024-11-05 20:00 | 1.7595 | 2.0567 | 4.0315 | 5.927 | 5.927 | 5.927 | 1.6336 | 1.6648 | 1.6648 | 1.8406 | 2.0671 | 2.0671
2024-11-05 21:00 | 1.6336 | 1.9095 | 3.7429 | 5.5028 | 5.5028 | 5.5028 | 1.4771 | 1.5053 | 1.5053 | 1.6642 | 1.869 | 1.869
2024-11-05 22:00 | 1.4237 | 1.6641 | 3.2619 | 4.7956 | 4.7956 | 4.7956 | 1.4427 | 1.4703 | 1.4703 | 1.6255 | 1.8256 | 1.8256
2024-11-05 23:00 | 1.3397 | 1.566 | 3.0696 | 4.5128 | 4.5128 | 4.5128 | 1.271 | 1.2953 | 1.2953 | 1.432 | 1.6082 | 1.6082
2024-11-06 | 1.2748 | 1.4901 | 2.9209 | 4.2942 | 4.2942 | 4.2942 | 1.0802 | 1.1008 | 1.1008 | 1.217 | 1.3668 | 1.3668
2024-11-06 01:00 | 1.2137 | 1.4188 | 2.781 | 4.0885 | 4.0885 | 4.0885 | 1.0076 | 1.0269 | 1.0269 | 1.1353 | 1.275 | 1.275
2024-11-06 02:00 | 1.1145 | 1.3028 | 2.5536 | 3.7542 | 3.7542 | 3.7542 | 1 | 1.0191 | 1.0191 | 1.1267 | 1.2653 | 1.2653
2024-11-06 03:00 | 1.1145 | 1.3028 | 2.5536 | 3.7542 | 3.7542 | 3.7542 | 0.96565 | 0.98412 | 0.98412 | 1.088 | 1.2219 | 1.2219
2024-11-06 04:00 | 1.0878 | 1.2715 | 2.4924 | 3.6642 | 3.6642 | 3.6642 | 1.0115 | 1.0308 | 1.0308 | 1.1396 | 1.2798 | 1.2798
2024-11-06 05:00 | 1.2405 | 1.45 | 2.8422 | 4.1785 | 4.1785 | 4.1785 | 1.1374 | 1.1592 | 1.1592 | 1.2815 | 1.4392 | 1.4392
2024-11-06 06:00 | 1.4542 | 1.6998 | 3.3319 | 4.8985 | 4.8985 | 4.8985 | 1.3473 | 1.3731 | 1.3731 | 1.518 | 1.7048 | 1.7048
2024-11-06 07:00 | 1.584 | 1.8515 | 3.6292 | 5.3356 | 5.3356 | 5.3356 | 1.5458 | 1.5754 | 1.5754 | 1.7417 | 1.956 | 1.956
2024-11-06 08:00 | 1.3168 | 1.5392 | 3.0171 | 4.4356 | 4.4356 | 4.4356 | 1.5763 | 1.6065 | 1.6065 | 1.7761 | 1.9946 | 1.9946
2024-11-06 09:00 | 1.0954 | 1.2804 | 2.5099 | 3.6899 | 3.6899 | 3.6899 | 1.2863 | 1.3109 | 1.3109 | 1.4492 | 1.6276 | 1.6276
2024-11-06 10:00 | 0.72901 | 0.85215 | 1.6703 | 2.4557 | 2.4557 | 2.4557 | 1.0191 | 1.0386 | 1.0386 | 1.1482 | 1.2895 | 1.2895
2024-11-06 11:00 | 1.0992 | 1.2849 | 2.5186 | 3.7028 | 3.7028 | 3.7028 | 1.0992 | 1.1203 | 1.1203 | 1.2385 | 1.3909 | 1.3909
2024-11-06 12:00 | 1.4542 | 1.6998 | 3.3319 | 4.8985 | 4.8985 | 4.8985 | 1.6145 | 1.6454 | 1.6454 | 1.8191 | 2.0429 | 2.0429
2024-11-06 13:00 | 1.8779 | 2.1951 | 4.3026 | 6.3256 | 6.3256 | 6.3256 | 1.9275 | 1.9643 | 1.9643 | 2.1717 | 2.4389 | 2.4389
2024-11-06 14:00 | 1.6069 | 1.8783 | 3.6817 | 5.4128 | 5.4128 | 5.4128 | 1.542 | 1.5715 | 1.5715 | 1.7373 | 1.9511 | 1.9511
2024-11-06 15:00 | 1.9198 | 2.2441 | 4.3988 | 6.467 | 6.467 | 6.467 | 1.771 | 1.8049 | 1.8049 | 1.9954 | 2.2409 | 2.2409
2024-11-06 16:00 | 1.8092 | 2.1147 | 4.1452 | 6.0942 | 6.0942 | 6.0942 | 1.9008 | 1.9371 | 1.9371 | 2.1416 | 2.4051 | 2.4051
2024-11-06 17:00 | 2.1679 | 2.5341 | 4.9673 | 7.3027 | 7.3027 | 7.3027 | 2.2405 | 2.2833 | 2.2833 | 2.5243 | 2.835 | 2.835
2024-11-06 18:00 | 2.0916 | 2.4449 | 4.7923 | 7.0456 | 7.0456 | 7.0456 | 2 | 2.0382 | 2.0382 | 2.2534 | 2.5307 | 2.5307
2024-11-06 19:00 | 2.1183 | 2.4761 | 4.8536 | 7.1356 | 7.1356 | 7.1356 | 1.9351 | 1.9721 | 1.9721 | 2.1803 | 2.4486 | 2.4486
2024-11-06 20:00 | 1.9351 | 2.262 | 4.4338 | 6.5185 | 6.5185 | 6.5185 | 1.8626 | 1.8982 | 1.8982 | 2.0986 | 2.3568 | 2.3568
2024-11-06 21:00 | 1.813 | 2.1192 | 4.154 | 6.107 | 6.107 | 6.107 | 1.771 | 1.8049 | 1.8049 | 1.9954 | 2.2409 | 2.2409
2024-11-06 22:00 | 1.6069 | 1.8783 | 3.6817 | 5.4128 | 5.4128 | 5.4128 | 1.4885 | 1.517 | 1.517 | 1.6771 | 1.8835 | 1.8835
2024-11-06 23:00 | 1.416 | 1.6552 | 3.2445 | 4.7699 | 4.7699 | 4.7699 | 1.3397 | 1.3653 | 1.3653 | 1.5094 | 1.6952 | 1.6952
2024-11-07 | 1.3588 | 1.5883 | 3.1133 | 4.5771 | 4.5771 | 4.5771 | 1.2557 | 1.2797 | 1.2797 | 1.4148 | 1.5889 | 1.5889
2024-11-07 01:00 | 1.2252 | 1.4321 | 2.8072 | 4.1271 | 4.1271 | 4.1271 | 1.1374 | 1.1592 | 1.1592 | 1.2815 | 1.4392 | 1.4392
2024-11-07 02:00 | 1.1985 | 1.4009 | 2.746 | 4.0371 | 4.0371 | 4.0371 | 1.0611 | 1.0814 | 1.0814 | 1.1955 | 1.3426 | 1.3426
2024-11-07 03:00 | 1.126 | 1.3161 | 2.5798 | 3.7928 | 3.7928 | 3.7928 | 1.042 | 1.0619 | 1.0619 | 1.174 | 1.3185 | 1.3185
2024-11-07 04:00 | 1.1298 | 1.3206 | 2.5886 | 3.8056 | 3.8056 | 3.8056 | 1.0496 | 1.0697 | 1.0697 | 1.1826 | 1.3281 | 1.3281
2024-11-07 05:00 | 1.1985 | 1.4009 | 2.746 | 4.0371 | 4.0371 | 4.0371 | 1.271 | 1.2953 | 1.2953 | 1.432 | 1.6082 | 1.6082
2024-11-07 06:00 | 1.3626 | 1.5928 | 3.122 | 4.5899 | 4.5899 | 4.5899 | 1.5534 | 1.5831 | 1.5831 | 1.7503 | 1.9656 | 1.9656
2024-11-07 07:00 | 1.5649 | 1.8292 | 3.5855 | 5.2713 | 5.2713 | 5.2713 | 1.6527 | 1.6843 | 1.6843 | 1.8621 | 2.0912 | 2.0912
2024-11-07 08:00 | 1.7481 | 2.0434 | 4.0053 | 5.8885 | 5.8885 | 5.8885 | 1.8244 | 1.8593 | 1.8593 | 2.0556 | 2.3085 | 2.3085
2024-11-07 09:00 | 1.9198 | 2.2441 | 4.3988 | 6.467 | 6.467 | 6.467 | 1.9885 | 2.0266 | 2.0266 | 2.2405 | 2.5162 | 2.5162
2024-11-07 10:00 | 1.6679 | 1.9497 | 3.8216 | 5.6185 | 5.6185 | 5.6185 | 1.8359 | 1.871 | 1.871 | 2.0685 | 2.323 | 2.323
2024-11-07 11:00 | 1.645 | 1.9229 | 3.7692 | 5.5413 | 5.5413 | 5.5413 | 1.813 | 1.8476 | 1.8476 | 2.0427 | 2.294 | 2.294
2024-11-07 12:00 | 1.6298 | 1.9051 | 3.7342 | 5.4899 | 5.4899 | 5.4899 | 1.7519 | 1.7854 | 1.7854 | 1.9739 | 2.2168 | 2.2168
2024-11-07 13:00 | 1.4466 | 1.6909 | 3.3144 | 4.8728 | 4.8728 | 4.8728 | 1.6603 | 1.6921 | 1.6921 | 1.8707 | 2.1009 | 2.1009
2024-11-07 14:00 | 1.3855 | 1.6195 | 3.1745 | 4.6671 | 4.6671 | 4.6671 | 1.5687 | 1.5987 | 1.5987 | 1.7675 | 1.985 | 1.985
2024-11-07 15:00 | 1.4084 | 1.6463 | 3.227 | 4.7442 | 4.7442 | 4.7442 | 1.8321 | 1.8671 | 1.8671 | 2.0642 | 2.3182 | 2.3182
2024-11-07 16:00 | 1.5496 | 1.8114 | 3.5505 | 5.2199 | 5.2199 | 5.2199 | 1.8702 | 1.906 | 1.906 | 2.1072 | 2.3665 | 2.3665
2024-11-07 17:00 | 1.6756 | 1.9586 | 3.8391 | 5.6442 | 5.6442 | 5.6442 | 1.9084 | 1.9449 | 1.9449 | 2.1502 | 2.4148 | 2.4148
2024-11-07 18:00 | 1.8473 | 2.1594 | 4.2327 | 6.2227 | 6.2227 | 6.2227 | 1.7557 | 1.7893 | 1.7893 | 1.9782 | 2.2216 | 2.2216
2024-11-07 19:00 | 1.8321 | 2.1415 | 4.1977 | 6.1713 | 6.1713 | 6.1713 | 1.7366 | 1.7699 | 1.7699 | 1.9567 | 2.1975 | 2.1975
2024-11-07 20:00 | 1.8321 | 2.1415 | 4.1977 | 6.1713 | 6.1713 | 6.1713 | 1.6641 | 1.6959 | 1.6959 | 1.875 | 2.1057 | 2.1057
2024-11-07 21:00 | 1.5649 | 1.8292 | 3.5855 | 5.2713 | 5.2713 | 5.2713 | 1.5878 | 1.6182 | 1.6182 | 1.789 | 2.0091 | 2.0091
2024-11-07 22:00 | 1.4695 | 1.7177 | 3.3669 | 4.9499 | 4.9499 | 4.9499 | 1.4198 | 1.447 | 1.447 | 1.5997 | 1.7966 | 1.7966
2024-11-07 23:00 | 1.3626 | 1.5928 | 3.122 | 4.5899 | 4.5899 | 4.5899 | 1.2634 | 1.2875 | 1.2875 | 1.4234 | 1.5986 | 1.5986
2024-11-08 | 1.2824 | 1.4991 | 2.9384 | 4.3199 | 4.3199 | 4.3199 | 1.0725 | 1.093 | 1.093 | 1.2084 | 1.3571 | 1.3571
2024-11-08 01:00 | 1.229 | 1.4366 | 2.8159 | 4.1399 | 4.1399 | 4.1399 | 1.0191 | 1.0386 | 1.0386 | 1.1482 | 1.2895 | 1.2895
2024-11-08 02:00 | 1.1603 | 1.3563 | 2.6585 | 3.9085 | 3.9085 | 3.9085 | 1.0496 | 1.0697 | 1.0697 | 1.1826 | 1.3281 | 1.3281
2024-11-08 03:00 | 1.1031 | 1.2894 | 2.5274 | 3.7156 | 3.7156 | 3.7156 | 0.98855 | 1.0075 | 1.0075 | 1.1138 | 1.2509 | 1.2509
2024-11-08 04:00 | 1.1298 | 1.3206 | 2.5886 | 3.8056 | 3.8056 | 3.8056 | 0.97328 | 0.9919 | 0.9919 | 1.0966 | 1.2315 | 1.2315
2024-11-08 05:00 | 1.2748 | 1.4901 | 2.9209 | 4.2942 | 4.2942 | 4.2942 | 1.1641 | 1.1864 | 1.1864 | 1.3116 | 1.473 | 1.473
2024-11-08 06:00 | 1.4847 | 1.7355 | 3.4019 | 5.0013 | 5.0013 | 5.0013 | 1.4695 | 1.4976 | 1.4976 | 1.6556 | 1.8594 | 1.8594
2024-11-08 07:00 | 1.6183 | 1.8917 | 3.7079 | 5.4513 | 5.4513 | 5.4513 | 1.5687 | 1.5987 | 1.5987 | 1.7675 | 1.985 | 1.985
2024-11-08 08:00 | 1.4198 | 1.6597 | 3.2532 | 4.7828 | 4.7828 | 4.7828 | 1.6183 | 1.6493 | 1.6493 | 1.8234 | 2.0477 | 2.0477
2024-11-08 09:00 | 1.1756 | 1.3741 | 2.6935 | 3.9599 | 3.9599 | 3.9599 | 1.3435 | 1.3692 | 1.3692 | 1.5137 | 1.7 | 1.7
2024-11-08 10:00 | 1.3588 | 1.5883 | 3.1133 | 4.5771 | 4.5771 | 4.5771 | 1.4542 | 1.482 | 1.482 | 1.6384 | 1.8401 | 1.8401
2024-11-08 11:00 | 1.4885 | 1.74 | 3.4106 | 5.0142 | 5.0142 | 5.0142 | 1.4618 | 1.4898 | 1.4898 | 1.647 | 1.8497 | 1.8497
2024-11-08 12:00 | 0.87023 | 1.0172 | 1.9939 | 2.9314 | 2.9314 | 2.9314 | 1.4427 | 1.4703 | 1.4703 | 1.6255 | 1.8256 | 1.8256
2024-11-08 13:00 | 1.0458 | 1.2224 | 2.3962 | 3.5228 | 3.5228 | 3.5228 | 1.3969 | 1.4237 | 1.4237 | 1.5739 | 1.7676 | 1.7676
2024-11-08 14:00 | 1.1183 | 1.3072 | 2.5623 | 3.7671 | 3.7671 | 3.7671 | 1.6183 | 1.6493 | 1.6493 | 1.8234 | 2.0477 | 2.0477
2024-11-08 15:00 | 1.2176 | 1.4232 | 2.7897 | 4.1014 | 4.1014 | 4.1014 | 1.5534 | 1.5831 | 1.5831 | 1.7503 | 1.9656 | 1.9656
2024-11-08 16:00 | 1.5802 | 1.8471 | 3.6205 | 5.3228 | 5.3228 | 5.3228 | 1.3053 | 1.3303 | 1.3303 | 1.4707 | 1.6517 | 1.6517
2024-11-08 17:00 | 1.3321 | 1.5571 | 3.0521 | 4.4871 | 4.4871 | 4.4871 | 1.5992 | 1.6298 | 1.6298 | 1.8019 | 2.0236 | 2.0236
2024-11-08 18:00 | 1.5573 | 1.8203 | 3.568 | 5.2456 | 5.2456 | 5.2456 | 1.5649 | 1.5948 | 1.5948 | 1.7632 | 1.9801 | 1.9801
2024-11-08 19:00 | 1.6527 | 1.9318 | 3.7867 | 5.567 | 5.567 | 5.567 | 1.4466 | 1.4742 | 1.4742 | 1.6298 | 1.8304 | 1.8304
2024-11-08 20:00 | 1.7061 | 1.9943 | 3.9091 | 5.747 | 5.747 | 5.747 | 1.6489 | 1.6804 | 1.6804 | 1.8578 | 2.0864 | 2.0864
2024-11-08 21:00 | 1.584 | 1.8515 | 3.6292 | 5.3356 | 5.3356 | 5.3356 | 1.5267 | 1.5559 | 1.5559 | 1.7201 | 1.9318 | 1.9318
2024-11-08 22:00 | 1.4046 | 1.6418 | 3.2182 | 4.7313 | 4.7313 | 4.7313 | 1.4542 | 1.482 | 1.482 | 1.6384 | 1.8401 | 1.8401
2024-11-08 23:00 | 1.4008 | 1.6374 | 3.2095 | 4.7185 | 4.7185 | 4.7185 | 1.2366 | 1.2603 | 1.2603 | 1.3933 | 1.5648 | 1.5648
2024-11-09 | 1.3702 | 1.6017 | 3.1395 | 4.6156 | 4.6156 | 4.6156 | 1.0992 | 1.1203 | 1.1203 | 1.2385 | 1.3909 | 1.3909
2024-11-09 01:00 | 1.229 | 1.4366 | 2.8159 | 4.1399 | 4.1399 | 4.1399 | 0.99618 | 1.0152 | 1.0152 | 1.1224 | 1.2605 | 1.2605
2024-11-09 02:00 | 1.1527 | 1.3474 | 2.641 | 3.8828 | 3.8828 | 3.8828 | 0.9771 | 0.99579 | 0.99579 | 1.1009 | 1.2364 | 1.2364
2024-11-09 03:00 | 1.1641 | 1.3608 | 2.6673 | 3.9214 | 3.9214 | 3.9214 | 0.98473 | 1.0036 | 1.0036 | 1.1095 | 1.246 | 1.246
2024-11-09 04:00 | 1.1107 | 1.2983 | 2.5448 | 3.7414 | 3.7414 | 3.7414 | 1.0038 | 1.023 | 1.023 | 1.131 | 1.2702 | 1.2702
2024-11-09 05:00 | 1.1412 | 1.334 | 2.6148 | 3.8442 | 3.8442 | 3.8442 | 0.96565 | 0.98412 | 0.98412 | 1.088 | 1.2219 | 1.2219
2024-11-09 06:00 | 1.2176 | 1.4232 | 2.7897 | 4.1014 | 4.1014 | 4.1014 | 1.1679 | 1.1903 | 1.1903 | 1.3159 | 1.4778 | 1.4778
2024-11-09 07:00 | 1.3702 | 1.6017 | 3.1395 | 4.6156 | 4.6156 | 4.6156 | 1.3244 | 1.3498 | 1.3498 | 1.4922 | 1.6759 | 1.6759
2024-11-09 08:00 | 1.2481 | 1.4589 | 2.8597 | 4.2042 | 4.2042 | 4.2042 | 1.2595 | 1.2836 | 1.2836 | 1.4191 | 1.5938 | 1.5938
2024-11-09 09:00 | 1.2634 | 1.4768 | 2.8946 | 4.2556 | 4.2556 | 4.2556 | 1.2137 | 1.237 | 1.237 | 1.3675 | 1.5358 | 1.5358
2024-11-09 10:00 | 0.74427 | 0.86999 | 1.7053 | 2.5071 | 2.5071 | 2.5071 | 1.0954 | 1.1164 | 1.1164 | 1.2342 | 1.3861 | 1.3861
2024-11-09 11:00 | 0.66412 | 0.7763 | 1.5217 | 2.2371 | 2.2371 | 2.2371 | 0.81679 | 0.83241 | 0.83241 | 0.92028 | 1.0335 | 1.0335
2024-11-09 12:00 | 0.59924 | 0.70045 | 1.373 | 2.0185 | 2.0185 | 2.0185 | 0.69084 | 0.70405 | 0.70405 | 0.77837 | 0.87415 | 0.87415
2024-11-09 13:00 | 0.22519 | 0.26323 | 0.51596 | 0.75856 | 0.75856 | 0.75856 | 0.29008 | 0.29562 | 0.29562 | 0.32683 | 0.36705 | 0.36705
2024-11-09 14:00 | 0.64122 | 0.74953 | 1.4692 | 2.16 | 2.16 | 2.16 | 0.74809 | 0.7624 | 0.7624 | 0.84287 | 0.9466 | 0.9466
2024-11-09 15:00 | 0.90076 | 1.0529 | 2.0639 | 3.0342 | 3.0342 | 3.0342 | 0.75573 | 0.77018 | 0.77018 | 0.85147 | 0.95625 | 0.95625
2024-11-09 16:00 | 1.1718 | 1.3697 | 2.6848 | 3.9471 | 3.9471 | 3.9471 | 1.1679 | 1.1903 | 1.1903 | 1.3159 | 1.4778 | 1.4778
2024-11-09 17:00 | 1.4275 | 1.6686 | 3.2707 | 4.8085 | 4.8085 | 4.8085 | 1.4389 | 1.4664 | 1.4664 | 1.6212 | 1.8207 | 1.8207
2024-11-09 18:00 | 1.4847 | 1.7355 | 3.4019 | 5.0013 | 5.0013 | 5.0013 | 1.4466 | 1.4742 | 1.4742 | 1.6298 | 1.8304 | 1.8304
2024-11-09 19:00 | 1.6336 | 1.9095 | 3.7429 | 5.5028 | 5.5028 | 5.5028 | 1.3931 | 1.4198 | 1.4198 | 1.5696 | 1.7628 | 1.7628
2024-11-09 20:00 | 1.5496 | 1.8114 | 3.5505 | 5.2199 | 5.2199 | 5.2199 | 1.3435 | 1.3692 | 1.3692 | 1.5137 | 1.7 | 1.7
2024-11-09 21:00 | 1.4542 | 1.6998 | 3.3319 | 4.8985 | 4.8985 | 4.8985 | 1.3435 | 1.3692 | 1.3692 | 1.5137 | 1.7 | 1.7
2024-11-09 22:00 | 1.3435 | 1.5704 | 3.0783 | 4.5256 | 4.5256 | 4.5256 | 1.1947 | 1.2175 | 1.2175 | 1.346 | 1.5117 | 1.5117
2024-11-09 23:00 | 1.374 | 1.6061 | 3.1483 | 4.6285 | 4.6285 | 4.6285 | 1.271 | 1.2953 | 1.2953 | 1.432 | 1.6082 | 1.6082
2024-11-10 | 1.2939 | 1.5124 | 2.9646 | 4.3585 | 4.3585 | 4.3585 | 1.1221 | 1.1436 | 1.1436 | 1.2643 | 1.4199 | 1.4199
2024-11-10 01:00 | 1.1527 | 1.3474 | 2.641 | 3.8828 | 3.8828 | 3.8828 | 1.1183 | 1.1397 | 1.1397 | 1.26 | 1.4151 | 1.4151
2024-11-10 02:00 | 1.1221 | 1.3117 | 2.5711 | 3.7799 | 3.7799 | 3.7799 | 1.0382 | 1.058 | 1.058 | 1.1697 | 1.3136 | 1.3136
2024-11-10 03:00 | 1.1221 | 1.3117 | 2.5711 | 3.7799 | 3.7799 | 3.7799 | 1.0458 | 1.0658 | 1.0658 | 1.1783 | 1.3233 | 1.3233
2024-11-10 04:00 | 1.0916 | 1.276 | 2.5011 | 3.6771 | 3.6771 | 3.6771 | 0.9542 | 0.97245 | 0.97245 | 1.0751 | 1.2074 | 1.2074
2024-11-10 05:00 | 1.1069 | 1.2938 | 2.5361 | 3.7285 | 3.7285 | 3.7285 | 0.99618 | 1.0152 | 1.0152 | 1.1224 | 1.2605 | 1.2605
2024-11-10 06:00 | 1.1107 | 1.2983 | 2.5448 | 3.7414 | 3.7414 | 3.7414 | 1.0229 | 1.0425 | 1.0425 | 1.1525 | 1.2943 | 1.2943
2024-11-10 07:00 | 1.0954 | 1.2804 | 2.5099 | 3.6899 | 3.6899 | 3.6899 | 1.1679 | 1.1903 | 1.1903 | 1.3159 | 1.4778 | 1.4778
2024-11-10 08:00 | 0.8626 | 1.0083 | 1.9764 | 2.9057 | 2.9057 | 2.9057 | 1.0458 | 1.0658 | 1.0658 | 1.1783 | 1.3233 | 1.3233
2024-11-10 09:00 | 0.80534 | 0.94138 | 1.8452 | 2.7128 | 2.7128 | 2.7128 | 0.67176 | 0.6846 | 0.6846 | 0.75687 | 0.85 | 0.85
2024-11-10 10:00 | 0.62595 | 0.73168 | 1.4342 | 2.1085 | 2.1085 | 2.1085 | 0.67939 | 0.69238 | 0.69238 | 0.76547 | 0.85966 | 0.85966
2024-11-10 11:00 | 0.48092 | 0.56215 | 1.1019 | 1.62 | 1.62 | 1.62 | 0.58397 | 0.59514 | 0.59514 | 0.65796 | 0.73892 | 0.73892
2024-11-10 12:00 | 0.27099 | 0.31677 | 0.62091 | 0.91284 | 0.91284 | 0.91284 | 0.24427 | 0.24895 | 0.24895 | 0.27522 | 0.30909 | 0.30909
2024-11-10 13:00 | 0.8855 | 1.0351 | 2.0289 | 2.9828 | 2.9828 | 2.9828 | 0.82824 | 0.84408 | 0.84408 | 0.93318 | 1.048 | 1.048
2024-11-10 14:00 | 0.78244 | 0.91461 | 1.7928 | 2.6357 | 2.6357 | 2.6357 | 1.0267 | 1.0464 | 1.0464 | 1.1568 | 1.2992 | 1.2992
2024-11-10 15:00 | 1.2786 | 1.4946 | 2.9296 | 4.3071 | 4.3071 | 4.3071 | 1.2023 | 1.2253 | 1.2253 | 1.3546 | 1.5213 | 1.5213
2024-11-10 16:00 | 1.3244 | 1.5481 | 3.0346 | 4.4613 | 4.4613 | 4.4613 | 1.2595 | 1.2836 | 1.2836 | 1.4191 | 1.5938 | 1.5938
2024-11-10 17:00 | 1.2748 | 1.4901 | 2.9209 | 4.2942 | 4.2942 | 4.2942 | 1.3092 | 1.3342 | 1.3342 | 1.475 | 1.6565 | 1.6565
2024-11-10 18:00 | 1.5458 | 1.8069 | 3.5418 | 5.207 | 5.207 | 5.207 | 1.4427 | 1.4703 | 1.4703 | 1.6255 | 1.8256 | 1.8256
2024-11-10 19:00 | 1.6298 | 1.9051 | 3.7342 | 5.4899 | 5.4899 | 5.4899 | 1.4427 | 1.4703 | 1.4703 | 1.6255 | 1.8256 | 1.8256
2024-11-10 20:00 | 1.6298 | 1.9051 | 3.7342 | 5.4899 | 5.4899 | 5.4899 | 1.3435 | 1.3692 | 1.3692 | 1.5137 | 1.7 | 1.7
2024-11-10 21:00 | 1.4733 | 1.7221 | 3.3756 | 4.9628 | 4.9628 | 4.9628 | 1.3435 | 1.3692 | 1.3692 | 1.5137 | 1.7 | 1.7
2024-11-10 22:00 | 1.3931 | 1.6284 | 3.192 | 4.6928 | 4.6928 | 4.6928 | 1.1908 | 1.2136 | 1.2136 | 1.3417 | 1.5068 | 1.5068
2024-11-10 23:00 | 1.4084 | 1.6463 | 3.227 | 4.7442 | 4.7442 | 4.7442 | 1.1908 | 1.2136 | 1.2136 | 1.3417 | 1.5068 | 1.5068
2024-11-11 | 1.2977 | 1.5169 | 2.9734 | 4.3713 | 4.3713 | 4.3713 | 1.0687 | 1.0891 | 1.0891 | 1.2041 | 1.3523 | 1.3523
2024-11-11 01:00 | 1.2366 | 1.4455 | 2.8334 | 4.1656 | 4.1656 | 4.1656 | 1.0573 | 1.0775 | 1.0775 | 1.1912 | 1.3378 | 1.3378
2024-11-11 02:00 | 1.1641 | 1.3608 | 2.6673 | 3.9214 | 3.9214 | 3.9214 | 1.0038 | 1.023 | 1.023 | 1.131 | 1.2702 | 1.2702
2024-11-11 03:00 | 1.1641 | 1.3608 | 2.6673 | 3.9214 | 3.9214 | 3.9214 | 0.94656 | 0.96467 | 0.96467 | 1.0665 | 1.1977 | 1.1977
2024-11-11 04:00 | 1.145 | 1.3384 | 2.6235 | 3.8571 | 3.8571 | 3.8571 | 0.98855 | 1.0075 | 1.0075 | 1.1138 | 1.2509 | 1.2509
2024-11-11 05:00 | 1.1641 | 1.3608 | 2.6673 | 3.9214 | 3.9214 | 3.9214 | 1.2481 | 1.272 | 1.272 | 1.4062 | 1.5793 | 1.5793
2024-11-11 06:00 | 1.5534 | 1.8158 | 3.5593 | 5.2328 | 5.2328 | 5.2328 | 1.4885 | 1.517 | 1.517 | 1.6771 | 1.8835 | 1.8835
2024-11-11 07:00 | 1.8053 | 2.1103 | 4.1365 | 6.0813 | 6.0813 | 6.0813 | 1.6756 | 1.7076 | 1.7076 | 1.8879 | 2.1202 | 2.1202
2024-11-11 08:00 | 1.6908 | 1.9764 | 3.8741 | 5.6956 | 5.6956 | 5.6956 | 1.6221 | 1.6532 | 1.6532 | 1.8277 | 2.0526 | 2.0526
2024-11-11 09:00 | 1.4847 | 1.7355 | 3.4019 | 5.0013 | 5.0013 | 5.0013 | 1.4084 | 1.4353 | 1.4353 | 1.5868 | 1.7821 | 1.7821
2024-11-11 10:00 | 1.3779 | 1.6106 | 3.157 | 4.6413 | 4.6413 | 4.6413 | 1.4771 | 1.5053 | 1.5053 | 1.6642 | 1.869 | 1.869
2024-11-11 11:00 | 1.3664 | 1.5972 | 3.1308 | 4.6028 | 4.6028 | 4.6028 | 1.4198 | 1.447 | 1.447 | 1.5997 | 1.7966 | 1.7966
2024-11-11 12:00 | 1.126 | 1.3161 | 2.5798 | 3.7928 | 3.7928 | 3.7928 | 1.4618 | 1.4898 | 1.4898 | 1.647 | 1.8497 | 1.8497
2024-11-11 13:00 | 0.92748 | 1.0841 | 2.1251 | 3.1242 | 3.1242 | 3.1242 | 1.2977 | 1.3225 | 1.3225 | 1.4621 | 1.6421 | 1.6421
2024-11-11 14:00 | 1.0115 | 1.1823 | 2.3175 | 3.4071 | 3.4071 | 3.4071 | 1.4733 | 1.5015 | 1.5015 | 1.6599 | 1.8642 | 1.8642
2024-11-11 15:00 | 1.2519 | 1.4634 | 2.8684 | 4.2171 | 4.2171 | 4.2171 | 1.5344 | 1.5637 | 1.5637 | 1.7287 | 1.9415 | 1.9415
2024-11-11 16:00 | 1.4504 | 1.6954 | 3.3232 | 4.8856 | 4.8856 | 4.8856 | 1.8092 | 1.8438 | 1.8438 | 2.0384 | 2.2892 | 2.2892
2024-11-11 17:00 | 1.4504 | 1.6954 | 3.3232 | 4.8856 | 4.8856 | 4.8856 | 1.7634 | 1.7971 | 1.7971 | 1.9868 | 2.2313 | 2.2313
2024-11-11 18:00 | 1.5878 | 1.856 | 3.638 | 5.3485 | 5.3485 | 5.3485 | 1.771 | 1.8049 | 1.8049 | 1.9954 | 2.2409 | 2.2409
2024-11-11 19:00 | 1.7366 | 2.03 | 3.979 | 5.8499 | 5.8499 | 5.8499 | 1.7137 | 1.7465 | 1.7465 | 1.9309 | 2.1685 | 2.1685
2024-11-11 20:00 | 1.7366 | 2.03 | 3.979 | 5.8499 | 5.8499 | 5.8499 | 1.7634 | 1.7971 | 1.7971 | 1.9868 | 2.2313 | 2.2313
2024-11-11 21:00 | 1.6107 | 1.8828 | 3.6905 | 5.4256 | 5.4256 | 5.4256 | 1.5649 | 1.5948 | 1.5948 | 1.7632 | 1.9801 | 1.9801
2024-11-11 22:00 | 1.5 | 1.7534 | 3.4368 | 5.0528 | 5.0528 | 5.0528 | 1.3168 | 1.342 | 1.342 | 1.4836 | 1.6662 | 1.6662
2024-11-11 23:00 | 1.3893 | 1.624 | 3.1832 | 4.6799 | 4.6799 | 4.6799 | 1.2176 | 1.2408 | 1.2408 | 1.3718 | 1.5406 | 1.5406
2024-11-12 | 1.3244 | 1.5481 | 3.0346 | 4.4613 | 4.4613 | 4.4613 | 1.0878 | 1.1086 | 1.1086 | 1.2256 | 1.3764 | 1.3764
2024-11-12 01:00 | 1.2252 | 1.4321 | 2.8072 | 4.1271 | 4.1271 | 4.1271 | 1.0344 | 1.0541 | 1.0541 | 1.1654 | 1.3088 | 1.3088
2024-11-12 02:00 | 1.1794 | 1.3786 | 2.7023 | 3.9728 | 3.9728 | 3.9728 | 0.98473 | 1.0036 | 1.0036 | 1.1095 | 1.246 | 1.246
2024-11-12 03:00 | 1.1412 | 1.334 | 2.6148 | 3.8442 | 3.8442 | 3.8442 | 1 | 1.0191 | 1.0191 | 1.1267 | 1.2653 | 1.2653
2024-11-12 04:00 | 1.1679 | 1.3652 | 2.676 | 3.9342 | 3.9342 | 3.9342 | 0.99237 | 1.0113 | 1.0113 | 1.1181 | 1.2557 | 1.2557
2024-11-12 05:00 | 1.2366 | 1.4455 | 2.8334 | 4.1656 | 4.1656 | 4.1656 | 1.2328 | 1.2564 | 1.2564 | 1.389 | 1.56 | 1.56
2024-11-12 06:00 | 1.5649 | 1.8292 | 3.5855 | 5.2713 | 5.2713 | 5.2713 | 1.3817 | 1.4081 | 1.4081 | 1.5567 | 1.7483 | 1.7483
2024-11-12 07:00 | 1.6718 | 1.9541 | 3.8304 | 5.6313 | 5.6313 | 5.6313 | 1.6718 | 1.7037 | 1.7037 | 1.8836 | 2.1154 | 2.1154
2024-11-12 08:00 | 1.626 | 1.9006 | 3.7254 | 5.477 | 5.477 | 5.477 | 1.7519 | 1.7854 | 1.7854 | 1.9739 | 2.2168 | 2.2168
2024-11-12 09:00 | 1.5038 | 1.7578 | 3.4456 | 5.0656 | 5.0656 | 5.0656 | 1.6145 | 1.6454 | 1.6454 | 1.8191 | 2.0429 | 2.0429
2024-11-12 10:00 | 1.187 | 1.3875 | 2.7197 | 3.9985 | 3.9985 | 3.9985 | 1.355 | 1.3809 | 1.3809 | 1.5266 | 1.7145 | 1.7145
2024-11-12 11:00 | 1.1832 | 1.3831 | 2.711 | 3.9856 | 3.9856 | 3.9856 | 1.416 | 1.4431 | 1.4431 | 1.5954 | 1.7918 | 1.7918
2024-11-12 12:00 | 1.1565 | 1.3518 | 2.6498 | 3.8956 | 3.8956 | 3.8956 | 1.2176 | 1.2408 | 1.2408 | 1.3718 | 1.5406 | 1.5406
2024-11-12 13:00 | 1.229 | 1.4366 | 2.8159 | 4.1399 | 4.1399 | 4.1399 | 1.4962 | 1.5248 | 1.5248 | 1.6857 | 1.8932 | 1.8932
2024-11-12 14:00 | 1.3473 | 1.5749 | 3.087 | 4.5385 | 4.5385 | 4.5385 | 1.4122 | 1.4392 | 1.4392 | 1.5911 | 1.7869 | 1.7869
2024-11-12 15:00 | 1.3015 | 1.5214 | 2.9821 | 4.3842 | 4.3842 | 4.3842 | 1.6908 | 1.7232 | 1.7232 | 1.9051 | 2.1395 | 2.1395
2024-11-12 16:00 | 1.4427 | 1.6864 | 3.3057 | 4.8599 | 4.8599 | 4.8599 | 1.6603 | 1.6921 | 1.6921 | 1.8707 | 2.1009 | 2.1009
2024-11-12 17:00 | 1.6908 | 1.9764 | 3.8741 | 5.6956 | 5.6956 | 5.6956 | 1.7901 | 1.8243 | 1.8243 | 2.0169 | 2.2651 | 2.2651
2024-11-12 18:00 | 1.8053 | 2.1103 | 4.1365 | 6.0813 | 6.0813 | 6.0813 | 1.7061 | 1.7387 | 1.7387 | 1.9223 | 2.1588 | 2.1588
2024-11-12 19:00 | 1.7901 | 2.0924 | 4.1015 | 6.0299 | 6.0299 | 6.0299 | 1.542 | 1.5715 | 1.5715 | 1.7373 | 1.9511 | 1.9511
2024-11-12 20:00 | 1.7252 | 2.0166 | 3.9528 | 5.8113 | 5.8113 | 5.8113 | 1.7977 | 1.8321 | 1.8321 | 2.0255 | 2.2747 | 2.2747
2024-11-12 21:00 | 1.5916 | 1.8604 | 3.6467 | 5.3613 | 5.3613 | 5.3613 | 1.5687 | 1.5987 | 1.5987 | 1.7675 | 1.985 | 1.985
2024-11-12 22:00 | 1.4389 | 1.682 | 3.2969 | 4.8471 | 4.8471 | 4.8471 | 1.4237 | 1.4509 | 1.4509 | 1.604 | 1.8014 | 1.8014
2024-11-12 23:00 | 1.3282 | 1.5526 | 3.0433 | 4.4742 | 4.4742 | 4.4742 | 1.2405 | 1.2642 | 1.2642 | 1.3976 | 1.5696 | 1.5696
2024-11-13 | 1.3779 | 1.6106 | 3.157 | 4.6413 | 4.6413 | 4.6413 | 1.1374 | 1.1592 | 1.1592 | 1.2815 | 1.4392 | 1.4392
2024-11-13 01:00 | 1.2863 | 1.5035 | 2.9471 | 4.3328 | 4.3328 | 4.3328 | 1.0267 | 1.0464 | 1.0464 | 1.1568 | 1.2992 | 1.2992
2024-11-13 02:00 | 1.1298 | 1.3206 | 2.5886 | 3.8056 | 3.8056 | 3.8056 | 1.042 | 1.0619 | 1.0619 | 1.174 | 1.3185 | 1.3185
2024-11-13 03:00 | 1.0992 | 1.2849 | 2.5186 | 3.7028 | 3.7028 | 3.7028 | 1.0115 | 1.0308 | 1.0308 | 1.1396 | 1.2798 | 1.2798
2024-11-13 04:00 | 1.1031 | 1.2894 | 2.5274 | 3.7156 | 3.7156 | 3.7156 | 1.0115 | 1.0308 | 1.0308 | 1.1396 | 1.2798 | 1.2798
2024-11-13 05:00 | 1.271 | 1.4857 | 2.9121 | 4.2814 | 4.2814 | 4.2814 | 1.2748 | 1.2992 | 1.2992 | 1.4363 | 1.6131 | 1.6131
2024-11-13 06:00 | 1.3359 | 1.5615 | 3.0608 | 4.4999 | 4.4999 | 4.4999 | 1.5191 | 1.5481 | 1.5481 | 1.7115 | 1.9222 | 1.9222
2024-11-13 07:00 | 1.458 | 1.7043 | 3.3407 | 4.9113 | 4.9113 | 4.9113 | 1.584 | 1.6143 | 1.6143 | 1.7847 | 2.0043 | 2.0043
2024-11-13 08:00 | 1.4962 | 1.7489 | 3.4281 | 5.0399 | 5.0399 | 5.0399 | 1.7252 | 1.7582 | 1.7582 | 1.9438 | 2.183 | 2.183
2024-11-13 09:00 | 1.2328 | 1.4411 | 2.8247 | 4.1528 | 4.1528 | 4.1528 | 1.4466 | 1.4742 | 1.4742 | 1.6298 | 1.8304 | 1.8304
2024-11-13 10:00 | 1.4084 | 1.6463 | 3.227 | 4.7442 | 4.7442 | 4.7442 | 1.5496 | 1.5793 | 1.5793 | 1.746 | 1.9608 | 1.9608
2024-11-13 11:00 | 1.1985 | 1.4009 | 2.746 | 4.0371 | 4.0371 | 4.0371 | 1.5916 | 1.622 | 1.622 | 1.7933 | 2.0139 | 2.0139
2024-11-13 12:00 | 1.5916 | 1.8604 | 3.6467 | 5.3613 | 5.3613 | 5.3613 | 1.8473 | 1.8827 | 1.8827 | 2.0814 | 2.3375 | 2.3375
2024-11-13 13:00 | 1.0229 | 1.1957 | 2.3437 | 3.4457 | 3.4457 | 3.4457 | 0.99618 | 1.0152 | 1.0152 | 1.1224 | 1.2605 | 1.2605
2024-11-13 14:00 | 1.3435 | 1.5704 | 3.0783 | 4.5256 | 4.5256 | 4.5256 | 1.3015 | 1.3264 | 1.3264 | 1.4664 | 1.6469 | 1.6469
2024-11-13 15:00 | 1.4885 | 1.74 | 3.4106 | 5.0142 | 5.0142 | 5.0142 | 1.3817 | 1.4081 | 1.4081 | 1.5567 | 1.7483 | 1.7483
2024-11-13 16:00 | 1.4046 | 1.6418 | 3.2182 | 4.7313 | 4.7313 | 4.7313 | 1.5725 | 1.6026 | 1.6026 | 1.7718 | 1.9898 | 1.9898
2024-11-13 17:00 | 1.5992 | 1.8694 | 3.6642 | 5.387 | 5.387 | 5.387 | 1.6145 | 1.6454 | 1.6454 | 1.8191 | 2.0429 | 2.0429
2024-11-13 18:00 | 1.7481 | 2.0434 | 4.0053 | 5.8885 | 5.8885 | 5.8885 | 1.5763 | 1.6065 | 1.6065 | 1.7761 | 1.9946 | 1.9946
2024-11-13 19:00 | 1.813 | 2.1192 | 4.154 | 6.107 | 6.107 | 6.107 | 1.5992 | 1.6298 | 1.6298 | 1.8019 | 2.0236 | 2.0236
2024-11-13 20:00 | 1.6794 | 1.9631 | 3.8479 | 5.657 | 5.657 | 5.657 | 1.6527 | 1.6843 | 1.6843 | 1.8621 | 2.0912 | 2.0912
2024-11-13 21:00 | 1.6336 | 1.9095 | 3.7429 | 5.5028 | 5.5028 | 5.5028 | 1.4733 | 1.5015 | 1.5015 | 1.6599 | 1.8642 | 1.8642
2024-11-13 22:00 | 1.5267 | 1.7846 | 3.4981 | 5.1428 | 5.1428 | 5.1428 | 1.355 | 1.3809 | 1.3809 | 1.5266 | 1.7145 | 1.7145
2024-11-13 23:00 | 1.374 | 1.6061 | 3.1483 | 4.6285 | 4.6285 | 4.6285 | 1.2023 | 1.2253 | 1.2253 | 1.3546 | 1.5213 | 1.5213
2024-11-14 | 1.2901 | 1.508 | 2.9559 | 4.3456 | 4.3456 | 4.3456 | 1.0878 | 1.1086 | 1.1086 | 1.2256 | 1.3764 | 1.3764
2024-11-14 01:00 | 1.2366 | 1.4455 | 2.8334 | 4.1656 | 4.1656 | 4.1656 | 1.0611 | 1.0814 | 1.0814 | 1.1955 | 1.3426 | 1.3426
2024-11-14 02:00 | 1.2176 | 1.4232 | 2.7897 | 4.1014 | 4.1014 | 4.1014 | 0.9771 | 0.99579 | 0.99579 | 1.1009 | 1.2364 | 1.2364
2024-11-14 03:00 | 1.1221 | 1.3117 | 2.5711 | 3.7799 | 3.7799 | 3.7799 | 0.99237 | 1.0113 | 1.0113 | 1.1181 | 1.2557 | 1.2557
2024-11-14 04:00 | 1.1641 | 1.3608 | 2.6673 | 3.9214 | 3.9214 | 3.9214 | 1 | 1.0191 | 1.0191 | 1.1267 | 1.2653 | 1.2653
2024-11-14 05:00 | 1.1641 | 1.3608 | 2.6673 | 3.9214 | 3.9214 | 3.9214 | 1.084 | 1.1047 | 1.1047 | 1.2213 | 1.3716 | 1.3716
2024-11-14 06:00 | 1.4733 | 1.7221 | 3.3756 | 4.9628 | 4.9628 | 4.9628 | 1.3969 | 1.4237 | 1.4237 | 1.5739 | 1.7676 | 1.7676
2024-11-14 07:00 | 1.6221 | 1.8961 | 3.7167 | 5.4642 | 5.4642 | 5.4642 | 1.6031 | 1.6337 | 1.6337 | 1.8062 | 2.0284 | 2.0284
2024-11-14 08:00 | 1.5802 | 1.8471 | 3.6205 | 5.3228 | 5.3228 | 5.3228 | 1.5458 | 1.5754 | 1.5754 | 1.7417 | 1.956 | 1.956
2024-11-14 09:00 | 1.5076 | 1.7623 | 3.4543 | 5.0785 | 5.0785 | 5.0785 | 1.4656 | 1.4937 | 1.4937 | 1.6513 | 1.8546 | 1.8546
2024-11-14 10:00 | 1.4198 | 1.6597 | 3.2532 | 4.7828 | 4.7828 | 4.7828 | 1.3855 | 1.412 | 1.412 | 1.561 | 1.7531 | 1.7531
2024-11-14 11:00 | 1.2748 | 1.4901 | 2.9209 | 4.2942 | 4.2942 | 4.2942 | 1.4542 | 1.482 | 1.482 | 1.6384 | 1.8401 | 1.8401
2024-11-14 12:00 | 0.38168 | 0.44615 | 0.87452 | 1.2857 | 1.2857 | 1.2857 | 0.75191 | 0.76629 | 0.76629 | 0.84717 | 0.95142 | 0.95142
2024-11-14 13:00 | 1.4656 | 1.7132 | 3.3581 | 4.9371 | 4.9371 | 4.9371 | 1.1985 | 1.2214 | 1.2214 | 1.3503 | 1.5165 | 1.5165
2024-11-14 14:00 | 1.3626 | 1.5928 | 3.122 | 4.5899 | 4.5899 | 4.5899 | 1.3931 | 1.4198 | 1.4198 | 1.5696 | 1.7628 | 1.7628
2024-11-14 15:00 | 1.3626 | 1.5928 | 3.122 | 4.5899 | 4.5899 | 4.5899 | 1.4771 | 1.5053 | 1.5053 | 1.6642 | 1.869 | 1.869
2024-11-14 16:00 | 1.6221 | 1.8961 | 3.7167 | 5.4642 | 5.4642 | 5.4642 | 1.9771 | 2.0149 | 2.0149 | 2.2276 | 2.5017 | 2.5017
2024-11-14 17:00 | 1.6298 | 1.9051 | 3.7342 | 5.4899 | 5.4899 | 5.4899 | 1.7443 | 1.7776 | 1.7776 | 1.9653 | 2.2071 | 2.2071
2024-11-14 18:00 | 1.7405 | 2.0344 | 3.9878 | 5.8628 | 5.8628 | 5.8628 | 1.626 | 1.657 | 1.657 | 1.832 | 2.0574 | 2.0574
2024-11-14 19:00 | 1.7252 | 2.0166 | 3.9528 | 5.8113 | 5.8113 | 5.8113 | 1.6374 | 1.6687 | 1.6687 | 1.8449 | 2.0719 | 2.0719
2024-11-14 20:00 | 1.7176 | 2.0077 | 3.9353 | 5.7856 | 5.7856 | 5.7856 | 1.4885 | 1.517 | 1.517 | 1.6771 | 1.8835 | 1.8835
2024-11-14 21:00 | 1.6183 | 1.8917 | 3.7079 | 5.4513 | 5.4513 | 5.4513 | 1.4695 | 1.4976 | 1.4976 | 1.6556 | 1.8594 | 1.8594
2024-11-14 22:00 | 1.5076 | 1.7623 | 3.4543 | 5.0785 | 5.0785 | 5.0785 | 1.3168 | 1.342 | 1.342 | 1.4836 | 1.6662 | 1.6662
2024-11-14 23:00 | 1.3817 | 1.6151 | 3.1657 | 4.6542 | 4.6542 | 4.6542 | 1.3397 | 1.3653 | 1.3653 | 1.5094 | 1.6952 | 1.6952
2024-11-15 | 1.3397 | 1.566 | 3.0696 | 4.5128 | 4.5128 | 4.5128 | 1.126 | 1.1475 | 1.1475 | 1.2686 | 1.4247 | 1.4247
2024-11-15 01:00 | 1.2214 | 1.4277 | 2.7985 | 4.1142 | 4.1142 | 4.1142 | 1 | 1.0191 | 1.0191 | 1.1267 | 1.2653 | 1.2653
2024-11-15 02:00 | 1.1718 | 1.3697 | 2.6848 | 3.9471 | 3.9471 | 3.9471 | 1.0458 | 1.0658 | 1.0658 | 1.1783 | 1.3233 | 1.3233
2024-11-15 03:00 | 1.1336 | 1.3251 | 2.5973 | 3.8185 | 3.8185 | 3.8185 | 0.9771 | 0.99579 | 0.99579 | 1.1009 | 1.2364 | 1.2364
2024-11-15 04:00 | 1.1374 | 1.3295 | 2.6061 | 3.8314 | 3.8314 | 3.8314 | 0.96183 | 0.98023 | 0.98023 | 1.0837 | 1.2171 | 1.2171
2024-11-15 05:00 | 1.1565 | 1.3518 | 2.6498 | 3.8956 | 3.8956 | 3.8956 | 1.1489 | 1.1708 | 1.1708 | 1.2944 | 1.4537 | 1.4537
2024-11-15 06:00 | 1.5229 | 1.7801 | 3.4893 | 5.1299 | 5.1299 | 5.1299 | 1.4275 | 1.4548 | 1.4548 | 1.6083 | 1.8063 | 1.8063
2024-11-15 07:00 | 1.8206 | 2.1281 | 4.1714 | 6.1327 | 6.1327 | 6.1327 | 1.6985 | 1.731 | 1.731 | 1.9137 | 2.1492 | 2.1492
2024-11-15 08:00 | 1.7252 | 2.0166 | 3.9528 | 5.8113 | 5.8113 | 5.8113 | 1.8053 | 1.8399 | 1.8399 | 2.0341 | 2.2844 | 2.2844
2024-11-15 09:00 | 1.6908 | 1.9764 | 3.8741 | 5.6956 | 5.6956 | 5.6956 | 1.729 | 1.7621 | 1.7621 | 1.9481 | 2.1878 | 2.1878
2024-11-15 10:00 | 1.8092 | 2.1147 | 4.1452 | 6.0942 | 6.0942 | 6.0942 | 1.771 | 1.8049 | 1.8049 | 1.9954 | 2.2409 | 2.2409
2024-11-15 11:00 | 1.7405 | 2.0344 | 3.9878 | 5.8628 | 5.8628 | 5.8628 | 1.5878 | 1.6182 | 1.6182 | 1.789 | 2.0091 | 2.0091
2024-11-15 12:00 | 1.1756 | 1.3741 | 2.6935 | 3.9599 | 3.9599 | 3.9599 | 1.0496 | 1.0697 | 1.0697 | 1.1826 | 1.3281 | 1.3281
2024-11-15 13:00 | 1.1489 | 1.3429 | 2.6323 | 3.8699 | 3.8699 | 3.8699 | 1.355 | 1.3809 | 1.3809 | 1.5266 | 1.7145 | 1.7145
2024-11-15 14:00 | 0.56489 | 0.6603 | 1.2943 | 1.9028 | 1.9028 | 1.9028 | 1.0153 | 1.0347 | 1.0347 | 1.1439 | 1.2847 | 1.2847
2024-11-15 15:00 | 0.72901 | 0.85215 | 1.6703 | 2.4557 | 2.4557 | 2.4557 | 1.0763 | 1.0969 | 1.0969 | 1.2127 | 1.3619 | 1.3619
2024-11-15 16:00 | 1.1336 | 1.3251 | 2.5973 | 3.8185 | 3.8185 | 3.8185 | 1.3702 | 1.3964 | 1.3964 | 1.5438 | 1.7338 | 1.7338
2024-11-15 17:00 | 1.6145 | 1.8872 | 3.6992 | 5.4385 | 5.4385 | 5.4385 | 1.5076 | 1.5365 | 1.5365 | 1.6986 | 1.9077 | 1.9077
2024-11-15 18:00 | 1.6641 | 1.9452 | 3.8129 | 5.6056 | 5.6056 | 5.6056 | 1.6641 | 1.6959 | 1.6959 | 1.875 | 2.1057 | 2.1057
2024-11-15 19:00 | 1.6412 | 1.9184 | 3.7604 | 5.5285 | 5.5285 | 5.5285 | 1.5725 | 1.6026 | 1.6026 | 1.7718 | 1.9898 | 1.9898
2024-11-15 20:00 | 1.6412 | 1.9184 | 3.7604 | 5.5285 | 5.5285 | 5.5285 | 1.5573 | 1.587 | 1.587 | 1.7546 | 1.9705 | 1.9705
2024-11-15 21:00 | 1.5802 | 1.8471 | 3.6205 | 5.3228 | 5.3228 | 5.3228 | 1.5534 | 1.5831 | 1.5831 | 1.7503 | 1.9656 | 1.9656
2024-11-15 22:00 | 1.458 | 1.7043 | 3.3407 | 4.9113 | 4.9113 | 4.9113 | 1.3664 | 1.3925 | 1.3925 | 1.5395 | 1.729 | 1.729
2024-11-15 23:00 | 1.4275 | 1.6686 | 3.2707 | 4.8085 | 4.8085 | 4.8085 | 1.1985 | 1.2214 | 1.2214 | 1.3503 | 1.5165 | 1.5165
2024-11-16 | 1.3359 | 1.5615 | 3.0608 | 4.4999 | 4.4999 | 4.4999 | 1.1107 | 1.1319 | 1.1319 | 1.2514 | 1.4054 | 1.4054
2024-11-16 01:00 | 1.229 | 1.4366 | 2.8159 | 4.1399 | 4.1399 | 4.1399 | 1.0344 | 1.0541 | 1.0541 | 1.1654 | 1.3088 | 1.3088
2024-11-16 02:00 | 1.1145 | 1.3028 | 2.5536 | 3.7542 | 3.7542 | 3.7542 | 1 | 1.0191 | 1.0191 | 1.1267 | 1.2653 | 1.2653
2024-11-16 03:00 | 1.1183 | 1.3072 | 2.5623 | 3.7671 | 3.7671 | 3.7671 | 1.0153 | 1.0347 | 1.0347 | 1.1439 | 1.2847 | 1.2847
2024-11-16 04:00 | 1.0382 | 1.2135 | 2.3787 | 3.4971 | 3.4971 | 3.4971 | 1.0153 | 1.0347 | 1.0347 | 1.1439 | 1.2847 | 1.2847
2024-11-16 05:00 | 1.0649 | 1.2448 | 2.4399 | 3.5871 | 3.5871 | 3.5871 | 0.98092 | 0.99968 | 0.99968 | 1.1052 | 1.2412 | 1.2412
2024-11-16 06:00 | 1.2977 | 1.5169 | 2.9734 | 4.3713 | 4.3713 | 4.3713 | 1.1221 | 1.1436 | 1.1436 | 1.2643 | 1.4199 | 1.4199
2024-11-16 07:00 | 1.1985 | 1.4009 | 2.746 | 4.0371 | 4.0371 | 4.0371 | 1.0458 | 1.0658 | 1.0658 | 1.1783 | 1.3233 | 1.3233
2024-11-16 08:00 | 1.0458 | 1.2224 | 2.3962 | 3.5228 | 3.5228 | 3.5228 | 1.0496 | 1.0697 | 1.0697 | 1.1826 | 1.3281 | 1.3281
2024-11-16 09:00 | 0.77099 | 0.90122 | 1.7665 | 2.5971 | 2.5971 | 2.5971 | 0.98092 | 0.99968 | 0.99968 | 1.1052 | 1.2412 | 1.2412
2024-11-16 10:00 | 0.39695 | 0.464 | 0.9095 | 1.3371 | 1.3371 | 1.3371 | 0.53053 | 0.54068 | 0.54068 | 0.59775 | 0.67131 | 0.67131
2024-11-16 11:00 | 0.50382 | 0.58892 | 1.1544 | 1.6971 | 1.6971 | 1.6971 | 0.48855 | 0.49789 | 0.49789 | 0.55045 | 0.61818 | 0.61818
2024-11-16 12:00 | 1.1145 | 1.3028 | 2.5536 | 3.7542 | 3.7542 | 3.7542 | 1.1527 | 1.1747 | 1.1747 | 1.2987 | 1.4585 | 1.4585
2024-11-16 13:00 | 1.5802 | 1.8471 | 3.6205 | 5.3228 | 5.3228 | 5.3228 | 1.187 | 1.2097 | 1.2097 | 1.3374 | 1.502 | 1.502
2024-11-16 14:00 | 1.1679 | 1.3652 | 2.676 | 3.9342 | 3.9342 | 3.9342 | 0.81679 | 0.83241 | 0.83241 | 0.92028 | 1.0335 | 1.0335
2024-11-16 15:00 | 1.5763 | 1.8426 | 3.6118 | 5.3099 | 5.3099 | 5.3099 | 1.229 | 1.2525 | 1.2525 | 1.3847 | 1.5551 | 1.5551
2024-11-16 16:00 | 1.8015 | 2.1058 | 4.1277 | 6.0685 | 6.0685 | 6.0685 | 1.5076 | 1.5365 | 1.5365 | 1.6986 | 1.9077 | 1.9077
2024-11-16 17:00 | 1.8435 | 2.1549 | 4.2239 | 6.2099 | 6.2099 | 6.2099 | 1.5687 | 1.5987 | 1.5987 | 1.7675 | 1.985 | 1.985
2024-11-16 18:00 | 1.7786 | 2.0791 | 4.0752 | 5.9913 | 5.9913 | 5.9913 | 1.5344 | 1.5637 | 1.5637 | 1.7287 | 1.9415 | 1.9415
2024-11-16 19:00 | 1.7901 | 2.0924 | 4.1015 | 6.0299 | 6.0299 | 6.0299 | 1.4771 | 1.5053 | 1.5053 | 1.6642 | 1.869 | 1.869
2024-11-16 20:00 | 1.7519 | 2.0478 | 4.014 | 5.9013 | 5.9013 | 5.9013 | 1.4733 | 1.5015 | 1.5015 | 1.6599 | 1.8642 | 1.8642
2024-11-16 21:00 | 1.6641 | 1.9452 | 3.8129 | 5.6056 | 5.6056 | 5.6056 | 1.3282 | 1.3536 | 1.3536 | 1.4965 | 1.6807 | 1.6807
2024-11-16 22:00 | 1.4008 | 1.6374 | 3.2095 | 4.7185 | 4.7185 | 4.7185 | 1.2176 | 1.2408 | 1.2408 | 1.3718 | 1.5406 | 1.5406
2024-11-16 23:00 | 1.4008 | 1.6374 | 3.2095 | 4.7185 | 4.7185 | 4.7185 | 1.1908 | 1.2136 | 1.2136 | 1.3417 | 1.5068 | 1.5068
2024-11-17 | 1.3015 | 1.5214 | 2.9821 | 4.3842 | 4.3842 | 4.3842 | 1.1183 | 1.1397 | 1.1397 | 1.26 | 1.4151 | 1.4151
2024-11-17 01:00 | 1.1718 | 1.3697 | 2.6848 | 3.9471 | 3.9471 | 3.9471 | 1.0687 | 1.0891 | 1.0891 | 1.2041 | 1.3523 | 1.3523
2024-11-17 02:00 | 1.1718 | 1.3697 | 2.6848 | 3.9471 | 3.9471 | 3.9471 | 0.99618 | 1.0152 | 1.0152 | 1.1224 | 1.2605 | 1.2605
2024-11-17 03:00 | 1.1603 | 1.3563 | 2.6585 | 3.9085 | 3.9085 | 3.9085 | 1.0153 | 1.0347 | 1.0347 | 1.1439 | 1.2847 | 1.2847
2024-11-17 04:00 | 1.0954 | 1.2804 | 2.5099 | 3.6899 | 3.6899 | 3.6899 | 1.0038 | 1.023 | 1.023 | 1.131 | 1.2702 | 1.2702
2024-11-17 05:00 | 1.0954 | 1.2804 | 2.5099 | 3.6899 | 3.6899 | 3.6899 | 0.9771 | 0.99579 | 0.99579 | 1.1009 | 1.2364 | 1.2364
2024-11-17 06:00 | 1.0954 | 1.2804 | 2.5099 | 3.6899 | 3.6899 | 3.6899 | 1.1527 | 1.1747 | 1.1747 | 1.2987 | 1.4585 | 1.4585
2024-11-17 07:00 | 1.0954 | 1.2804 | 2.5099 | 3.6899 | 3.6899 | 3.6899 | 1.0878 | 1.1086 | 1.1086 | 1.2256 | 1.3764 | 1.3764
2024-11-17 08:00 | 0.92748 | 1.0841 | 2.1251 | 3.1242 | 3.1242 | 3.1242 | 0.87786 | 0.89465 | 0.89465 | 0.98909 | 1.1108 | 1.1108
2024-11-17 09:00 | 1.1412 | 1.334 | 2.6148 | 3.8442 | 3.8442 | 3.8442 | 1.0763 | 1.0969 | 1.0969 | 1.2127 | 1.3619 | 1.3619
2024-11-17 10:00 | 1.3855 | 1.6195 | 3.1745 | 4.6671 | 4.6671 | 4.6671 | 1.3588 | 1.3848 | 1.3848 | 1.5309 | 1.7193 | 1.7193
2024-11-17 11:00 | 1.4733 | 1.7221 | 3.3756 | 4.9628 | 4.9628 | 4.9628 | 1.2481 | 1.272 | 1.272 | 1.4062 | 1.5793 | 1.5793
2024-11-17 12:00 | 1.2939 | 1.5124 | 2.9646 | 4.3585 | 4.3585 | 4.3585 | 1.1412 | 1.163 | 1.163 | 1.2858 | 1.444 | 1.444
2024-11-17 13:00 | 1.7863 | 2.088 | 4.0927 | 6.017 | 6.017 | 6.017 | 1.5191 | 1.5481 | 1.5481 | 1.7115 | 1.9222 | 1.9222
2024-11-17 14:00 | 1.7672 | 2.0657 | 4.049 | 5.9527 | 5.9527 | 5.9527 | 1.4962 | 1.5248 | 1.5248 | 1.6857 | 1.8932 | 1.8932
2024-11-17 15:00 | 1.7519 | 2.0478 | 4.014 | 5.9013 | 5.9013 | 5.9013 | 1.4695 | 1.4976 | 1.4976 | 1.6556 | 1.8594 | 1.8594
2024-11-17 16:00 | 1.7137 | 2.0032 | 3.9266 | 5.7728 | 5.7728 | 5.7728 | 1.5115 | 1.5404 | 1.5404 | 1.7029 | 1.9125 | 1.9125
2024-11-17 17:00 | 1.6794 | 1.9631 | 3.8479 | 5.657 | 5.657 | 5.657 | 1.5992 | 1.6298 | 1.6298 | 1.8019 | 2.0236 | 2.0236
2024-11-17 18:00 | 1.6069 | 1.8783 | 3.6817 | 5.4128 | 5.4128 | 5.4128 | 1.5153 | 1.5442 | 1.5442 | 1.7072 | 1.9173 | 1.9173
2024-11-17 19:00 | 1.6221 | 1.8961 | 3.7167 | 5.4642 | 5.4642 | 5.4642 | 1.4809 | 1.5092 | 1.5092 | 1.6685 | 1.8739 | 1.8739
2024-11-17 20:00 | 1.6221 | 1.8961 | 3.7167 | 5.4642 | 5.4642 | 5.4642 | 1.355 | 1.3809 | 1.3809 | 1.5266 | 1.7145 | 1.7145
2024-11-17 21:00 | 1.5611 | 1.8248 | 3.5768 | 5.2585 | 5.2585 | 5.2585 | 1.3626 | 1.3887 | 1.3887 | 1.5352 | 1.7242 | 1.7242
2024-11-17 22:00 | 1.4542 | 1.6998 | 3.3319 | 4.8985 | 4.8985 | 4.8985 | 1.2672 | 1.2914 | 1.2914 | 1.4277 | 1.6034 | 1.6034
2024-11-17 23:00 | 1.3473 | 1.5749 | 3.087 | 4.5385 | 4.5385 | 4.5385 | 1.2481 | 1.272 | 1.272 | 1.4062 | 1.5793 | 1.5793
2024-11-18 | 1.2595 | 1.4723 | 2.8859 | 4.2428 | 4.2428 | 4.2428 | 1.2481 | 1.272 | 1.272 | 1.4062 | 1.5793 | 1.5793
2024-11-18 01:00 | 1.1908 | 1.392 | 2.7285 | 4.0114 | 4.0114 | 4.0114 | 1.0534 | 1.0736 | 1.0736 | 1.1869 | 1.333 | 1.333
2024-11-18 02:00 | 1.1374 | 1.3295 | 2.6061 | 3.8314 | 3.8314 | 3.8314 | 1.0115 | 1.0308 | 1.0308 | 1.1396 | 1.2798 | 1.2798
2024-11-18 03:00 | 1.0878 | 1.2715 | 2.4924 | 3.6642 | 3.6642 | 3.6642 | 0.96947 | 0.98801 | 0.98801 | 1.0923 | 1.2267 | 1.2267
2024-11-18 04:00 | 1.1183 | 1.3072 | 2.5623 | 3.7671 | 3.7671 | 3.7671 | 0.99237 | 1.0113 | 1.0113 | 1.1181 | 1.2557 | 1.2557
2024-11-18 05:00 | 1.1221 | 1.3117 | 2.5711 | 3.7799 | 3.7799 | 3.7799 | 1.2137 | 1.237 | 1.237 | 1.3675 | 1.5358 | 1.5358
2024-11-18 06:00 | 1.4351 | 1.6775 | 3.2882 | 4.8342 | 4.8342 | 4.8342 | 1.4084 | 1.4353 | 1.4353 | 1.5868 | 1.7821 | 1.7821
2024-11-18 07:00 | 1.6145 | 1.8872 | 3.6992 | 5.4385 | 5.4385 | 5.4385 | 1.4924 | 1.5209 | 1.5209 | 1.6814 | 1.8884 | 1.8884
2024-11-18 08:00 | 1.2786 | 1.4946 | 2.9296 | 4.3071 | 4.3071 | 4.3071 | 1.3244 | 1.3498 | 1.3498 | 1.4922 | 1.6759 | 1.6759
2024-11-18 09:00 | 1.0153 | 1.1868 | 2.3262 | 3.4199 | 3.4199 | 3.4199 | 0.98473 | 1.0036 | 1.0036 | 1.1095 | 1.246 | 1.246
2024-11-18 10:00 | 0.5458 | 0.63799 | 1.2506 | 1.8385 | 1.8385 | 1.8385 | 0.74809 | 0.7624 | 0.7624 | 0.84287 | 0.9466 | 0.9466
2024-11-18 11:00 | 0.39313 | 0.45953 | 0.90075 | 1.3243 | 1.3243 | 1.3243 | 0.83206 | 0.84797 | 0.84797 | 0.93748 | 1.0528 | 1.0528
2024-11-18 12:00 | 0.30153 | 0.35246 | 0.69087 | 1.0157 | 1.0157 | 1.0157 | 0.67176 | 0.6846 | 0.6846 | 0.75687 | 0.85 | 0.85
2024-11-18 13:00 | 0.40458 | 0.47292 | 0.92699 | 1.3628 | 1.3628 | 1.3628 | 0.70229 | 0.71572 | 0.71572 | 0.79127 | 0.88864 | 0.88864
2024-11-18 14:00 | 0.39695 | 0.464 | 0.9095 | 1.3371 | 1.3371 | 1.3371 | 0.64122 | 0.65348 | 0.65348 | 0.72246 | 0.81137 | 0.81137
2024-11-18 15:00 | 0.67176 | 0.78522 | 1.5391 | 2.2628 | 2.2628 | 2.2628 | 0.91985 | 0.93744 | 0.93744 | 1.0364 | 1.1639 | 1.1639
2024-11-18 16:00 | 0.83588 | 0.97707 | 1.9152 | 2.8157 | 2.8157 | 2.8157 | 1.2137 | 1.237 | 1.237 | 1.3675 | 1.5358 | 1.5358
2024-11-18 17:00 | 1.416 | 1.6552 | 3.2445 | 4.7699 | 4.7699 | 4.7699 | 1.6489 | 1.6804 | 1.6804 | 1.8578 | 2.0864 | 2.0864
2024-11-18 18:00 | 1.6718 | 1.9541 | 3.8304 | 5.6313 | 5.6313 | 5.6313 | 1.7061 | 1.7387 | 1.7387 | 1.9223 | 2.1588 | 2.1588
2024-11-18 19:00 | 1.7137 | 2.0032 | 3.9266 | 5.7728 | 5.7728 | 5.7728 | 1.771 | 1.8049 | 1.8049 | 1.9954 | 2.2409 | 2.2409
2024-11-18 20:00 | 1.6183 | 1.8917 | 3.7079 | 5.4513 | 5.4513 | 5.4513 | 1.4885 | 1.517 | 1.517 | 1.6771 | 1.8835 | 1.8835
2024-11-18 21:00 | 1.5611 | 1.8248 | 3.5768 | 5.2585 | 5.2585 | 5.2585 | 1.5458 | 1.5754 | 1.5754 | 1.7417 | 1.956 | 1.956
2024-11-18 22:00 | 1.4008 | 1.6374 | 3.2095 | 4.7185 | 4.7185 | 4.7185 | 1.3321 | 1.3575 | 1.3575 | 1.5008 | 1.6855 | 1.6855
2024-11-18 23:00 | 1.3931 | 1.6284 | 3.192 | 4.6928 | 4.6928 | 4.6928 | 1.229 | 1.2525 | 1.2525 | 1.3847 | 1.5551 | 1.5551
2024-11-19 | 1.313 | 1.5348 | 3.0083 | 4.4228 | 4.4228 | 4.4228 | 1.0649 | 1.0853 | 1.0853 | 1.1998 | 1.3474 | 1.3474
2024-11-19 01:00 | 1.145 | 1.3384 | 2.6235 | 3.8571 | 3.8571 | 3.8571 | 1.0229 | 1.0425 | 1.0425 | 1.1525 | 1.2943 | 1.2943
2024-11-19 02:00 | 1.1298 | 1.3206 | 2.5886 | 3.8056 | 3.8056 | 3.8056 | 0.99618 | 1.0152 | 1.0152 | 1.1224 | 1.2605 | 1.2605
2024-11-19 03:00 | 1.0611 | 1.2403 | 2.4312 | 3.5742 | 3.5742 | 3.5742 | 1.0305 | 1.0502 | 1.0502 | 1.1611 | 1.304 | 1.304
2024-11-19 04:00 | 1.0763 | 1.2581 | 2.4661 | 3.6256 | 3.6256 | 3.6256 | 0.96565 | 0.98412 | 0.98412 | 1.088 | 1.2219 | 1.2219
2024-11-19 05:00 | 1.1718 | 1.3697 | 2.6848 | 3.9471 | 3.9471 | 3.9471 | 1.1985 | 1.2214 | 1.2214 | 1.3503 | 1.5165 | 1.5165
2024-11-19 06:00 | 1.5191 | 1.7757 | 3.4806 | 5.117 | 5.117 | 5.117 | 1.3473 | 1.3731 | 1.3731 | 1.518 | 1.7048 | 1.7048
2024-11-19 07:00 | 1.6641 | 1.9452 | 3.8129 | 5.6056 | 5.6056 | 5.6056 | 1.6718 | 1.7037 | 1.7037 | 1.8836 | 2.1154 | 2.1154
2024-11-19 08:00 | 1.6031 | 1.8738 | 3.673 | 5.3999 | 5.3999 | 5.3999 | 1.584 | 1.6143 | 1.6143 | 1.7847 | 2.0043 | 2.0043
2024-11-19 09:00 | 1.6145 | 1.8872 | 3.6992 | 5.4385 | 5.4385 | 5.4385 | 1.5611 | 1.5909 | 1.5909 | 1.7589 | 1.9753 | 1.9753
2024-11-19 10:00 | 1.2748 | 1.4901 | 2.9209 | 4.2942 | 4.2942 | 4.2942 | 1.3893 | 1.4159 | 1.4159 | 1.5653 | 1.758 | 1.758
2024-11-19 11:00 | 0.38168 | 0.44615 | 0.87452 | 1.2857 | 1.2857 | 1.2857 | 0.82061 | 0.8363 | 0.8363 | 0.92458 | 1.0384 | 1.0384
2024-11-19 12:00 | 0.31679 | 0.3703 | 0.72585 | 1.0671 | 1.0671 | 1.0671 | 0.62214 | 0.63404 | 0.63404 | 0.70096 | 0.78722 | 0.78722
2024-11-19 13:00 | 0.42366 | 0.49523 | 0.97071 | 1.4271 | 1.4271 | 1.4271 | 0.79389 | 0.80908 | 0.80908 | 0.89448 | 1.0046 | 1.0046
2024-11-19 14:00 | 0.77863 | 0.91014 | 1.784 | 2.6228 | 2.6228 | 2.6228 | 0.74427 | 0.75851 | 0.75851 | 0.83857 | 0.94177 | 0.94177
2024-11-19 15:00 | 0.77099 | 0.90122 | 1.7665 | 2.5971 | 2.5971 | 2.5971 | 0.93893 | 0.95689 | 0.95689 | 1.0579 | 1.1881 | 1.1881
2024-11-19 16:00 | 0.9771 | 1.1421 | 2.2388 | 3.2914 | 3.2914 | 3.2914 | 1.2557 | 1.2797 | 1.2797 | 1.4148 | 1.5889 | 1.5889
2024-11-19 17:00 | 1.2061 | 1.4098 | 2.7635 | 4.0628 | 4.0628 | 4.0628 | 2.0076 | 2.046 | 2.046 | 2.262 | 2.5404 | 2.5404
2024-11-19 18:00 | 1.2023 | 1.4054 | 2.7547 | 4.0499 | 4.0499 | 4.0499 | 2.1832 | 2.225 | 2.225 | 2.4598 | 2.7625 | 2.7625
2024-11-19 19:00 | 1.1756 | 1.3741 | 2.6935 | 3.9599 | 3.9599 | 3.9599 | 2.1832 | 2.225 | 2.225 | 2.4598 | 2.7625 | 2.7625
2024-11-19 20:00 | 1.1221 | 1.3117 | 2.5711 | 3.7799 | 3.7799 | 3.7799 | 2.1221 | 2.1627 | 2.1627 | 2.391 | 2.6852 | 2.6852
2024-11-19 21:00 | 1.0382 | 1.2135 | 2.3787 | 3.4971 | 3.4971 | 3.4971 | 2.0305 | 2.0694 | 2.0694 | 2.2878 | 2.5693 | 2.5693
2024-11-19 22:00 | 0.97328 | 1.1377 | 2.23 | 3.2785 | 3.2785 | 3.2785 | 1.8779 | 1.9138 | 1.9138 | 2.1158 | 2.3761 | 2.3761
2024-11-19 23:00 | 0.89695 | 1.0485 | 2.0551 | 3.0214 | 3.0214 | 3.0214 | 1.645 | 1.6765 | 1.6765 | 1.8535 | 2.0815 | 2.0815
2024-11-20 | 0.88168 | 1.0306 | 2.0201 | 2.9699 | 2.9699 | 2.9699 | 1.4389 | 1.4664 | 1.4664 | 1.6212 | 1.8207 | 1.8207
2024-11-20 01:00 | 0.78626 | 0.91907 | 1.8015 | 2.6485 | 2.6485 | 2.6485 | 1.3626 | 1.3887 | 1.3887 | 1.5352 | 1.7242 | 1.7242
2024-11-20 02:00 | 0.76336 | 0.8923 | 1.749 | 2.5714 | 2.5714 | 2.5714 | 1.374 | 1.4003 | 1.4003 | 1.5481 | 1.7386 | 1.7386
2024-11-20 03:00 | 0.71756 | 0.83876 | 1.6441 | 2.4171 | 2.4171 | 2.4171 | 1.416 | 1.4431 | 1.4431 | 1.5954 | 1.7918 | 1.7918
2024-11-20 04:00 | 0.76718 | 0.89676 | 1.7578 | 2.5842 | 2.5842 | 2.5842 | 1.416 | 1.4431 | 1.4431 | 1.5954 | 1.7918 | 1.7918
2024-11-20 05:00 | 0.81298 | 0.9503 | 1.8627 | 2.7385 | 2.7385 | 2.7385 | 1.5382 | 1.5676 | 1.5676 | 1.733 | 1.9463 | 1.9463
2024-11-20 06:00 | 1.1527 | 1.3474 | 2.641 | 3.8828 | 3.8828 | 3.8828 | 1.7137 | 1.7465 | 1.7465 | 1.9309 | 2.1685 | 2.1685
2024-11-20 07:00 | 1.1756 | 1.3741 | 2.6935 | 3.9599 | 3.9599 | 3.9599 | 1.9695 | 2.0071 | 2.0071 | 2.219 | 2.4921 | 2.4921
2024-11-20 08:00 | 1.1336 | 1.3251 | 2.5973 | 3.8185 | 3.8185 | 3.8185 | 1.5725 | 1.6026 | 1.6026 | 1.7718 | 1.9898 | 1.9898
2024-11-20 09:00 | 1.0725 | 1.2537 | 2.4574 | 3.6128 | 3.6128 | 3.6128 | 1.3168 | 1.342 | 1.342 | 1.4836 | 1.6662 | 1.6662
2024-11-20 10:00 | 0.96947 | 1.1332 | 2.2213 | 3.2657 | 3.2657 | 3.2657 | 1.3473 | 1.3731 | 1.3731 | 1.518 | 1.7048 | 1.7048
2024-11-20 11:00 | 0.95038 | 1.1109 | 2.1775 | 3.2014 | 3.2014 | 3.2014 | 1.1336 | 1.1553 | 1.1553 | 1.2772 | 1.4344 | 1.4344
2024-11-20 12:00 | 0.94275 | 1.102 | 2.1601 | 3.1757 | 3.1757 | 3.1757 | 1.0725 | 1.093 | 1.093 | 1.2084 | 1.3571 | 1.3571
2024-11-20 13:00 | 1.187 | 1.3875 | 2.7197 | 3.9985 | 3.9985 | 3.9985 | 0.77099 | 0.78574 | 0.78574 | 0.86867 | 0.97557 | 0.97557
2024-11-20 14:00 | 1 | 1.1689 | 2.2912 | 3.3685 | 3.3685 | 3.3685 | 1.2443 | 1.2681 | 1.2681 | 1.4019 | 1.5744 | 1.5744
2024-11-20 15:00 | 1.1756 | 1.3741 | 2.6935 | 3.9599 | 3.9599 | 3.9599 | 1.5229 | 1.552 | 1.552 | 1.7158 | 1.927 | 1.927
2024-11-20 16:00 | 1.3779 | 1.6106 | 3.157 | 4.6413 | 4.6413 | 4.6413 | 1.6832 | 1.7154 | 1.7154 | 1.8965 | 2.1298 | 2.1298
2024-11-20 17:00 | 1.3931 | 1.6284 | 3.192 | 4.6928 | 4.6928 | 4.6928 | 2.313 | 2.3572 | 2.3572 | 2.606 | 2.9267 | 2.9267
2024-11-20 18:00 | 1.3931 | 1.6284 | 3.192 | 4.6928 | 4.6928 | 4.6928 | 2.2748 | 2.3183 | 2.3183 | 2.563 | 2.8784 | 2.8784
2024-11-20 19:00 | 1.1679 | 1.3652 | 2.676 | 3.9342 | 3.9342 | 3.9342 | 2.1947 | 2.2366 | 2.2366 | 2.4727 | 2.777 | 2.777
2024-11-20 20:00 | 1.1641 | 1.3608 | 2.6673 | 3.9214 | 3.9214 | 3.9214 | 2.1832 | 2.225 | 2.225 | 2.4598 | 2.7625 | 2.7625
2024-11-20 21:00 | 1.0992 | 1.2849 | 2.5186 | 3.7028 | 3.7028 | 3.7028 | 2.1107 | 2.1511 | 2.1511 | 2.3781 | 2.6708 | 2.6708
2024-11-20 22:00 | 1.0038 | 1.1734 | 2.3 | 3.3814 | 3.3814 | 3.3814 | 1.9198 | 1.9566 | 1.9566 | 2.1631 | 2.4293 | 2.4293
2024-11-20 23:00 | 0.91221 | 1.0663 | 2.0901 | 3.0728 | 3.0728 | 3.0728 | 1.6603 | 1.6921 | 1.6921 | 1.8707 | 2.1009 | 2.1009
2024-11-21 | 0.87023 | 1.0172 | 1.9939 | 2.9314 | 2.9314 | 2.9314 | 1.4771 | 1.5053 | 1.5053 | 1.6642 | 1.869 | 1.869
2024-11-21 01:00 | 0.77863 | 0.91014 | 1.784 | 2.6228 | 2.6228 | 2.6228 | 1.3588 | 1.3848 | 1.3848 | 1.5309 | 1.7193 | 1.7193
2024-11-21 02:00 | 0.77099 | 0.90122 | 1.7665 | 2.5971 | 2.5971 | 2.5971 | 1.3206 | 1.3459 | 1.3459 | 1.4879 | 1.671 | 1.671
2024-11-21 03:00 | 0.75954 | 0.88784 | 1.7403 | 2.5585 | 2.5585 | 2.5585 | 1.3359 | 1.3614 | 1.3614 | 1.5051 | 1.6903 | 1.6903
2024-11-21 04:00 | 0.75954 | 0.88784 | 1.7403 | 2.5585 | 2.5585 | 2.5585 | 1.3282 | 1.3536 | 1.3536 | 1.4965 | 1.6807 | 1.6807
2024-11-21 05:00 | 0.80916 | 0.94584 | 1.854 | 2.7257 | 2.7257 | 2.7257 | 1.5725 | 1.6026 | 1.6026 | 1.7718 | 1.9898 | 1.9898
2024-11-21 06:00 | 1.0191 | 1.1912 | 2.335 | 3.4328 | 3.4328 | 3.4328 | 1.7824 | 1.8165 | 1.8165 | 2.0083 | 2.2554 | 2.2554
2024-11-21 07:00 | 1.145 | 1.3384 | 2.6235 | 3.8571 | 3.8571 | 3.8571 | 1.8664 | 1.9021 | 1.9021 | 2.1029 | 2.3617 | 2.3617
2024-11-21 08:00 | 1.0382 | 1.2135 | 2.3787 | 3.4971 | 3.4971 | 3.4971 | 1.6679 | 1.6998 | 1.6998 | 1.8793 | 2.1105 | 2.1105
2024-11-21 09:00 | 0.94275 | 1.102 | 2.1601 | 3.1757 | 3.1757 | 3.1757 | 1.2748 | 1.2992 | 1.2992 | 1.4363 | 1.6131 | 1.6131
2024-11-21 10:00 | 0.77099 | 0.90122 | 1.7665 | 2.5971 | 2.5971 | 2.5971 | 0.96565 | 0.98412 | 0.98412 | 1.088 | 1.2219 | 1.2219
2024-11-21 11:00 | 0.85496 | 0.99937 | 1.9589 | 2.8799 | 2.8799 | 2.8799 | 0.70992 | 0.7235 | 0.7235 | 0.79987 | 0.8983 | 0.8983
2024-11-21 12:00 | 0.78626 | 0.91907 | 1.8015 | 2.6485 | 2.6485 | 2.6485 | 0.5916 | 0.60292 | 0.60292 | 0.66656 | 0.74858 | 0.74858
2024-11-21 13:00 | 0.89695 | 1.0485 | 2.0551 | 3.0214 | 3.0214 | 3.0214 | 0.75954 | 0.77407 | 0.77407 | 0.85577 | 0.96108 | 0.96108
2024-11-21 14:00 | 1.084 | 1.2671 | 2.4836 | 3.6514 | 3.6514 | 3.6514 | 1.7519 | 1.7854 | 1.7854 | 1.9739 | 2.2168 | 2.2168
2024-11-21 15:00 | 1.4962 | 1.7489 | 3.4281 | 5.0399 | 5.0399 | 5.0399 | 2.5038 | 2.5517 | 2.5517 | 2.821 | 3.1682 | 3.1682
2024-11-21 16:00 | 1.4695 | 1.7177 | 3.3669 | 4.9499 | 4.9499 | 4.9499 | 2.542 | 2.5906 | 2.5906 | 2.864 | 3.2165 | 3.2165
2024-11-21 17:00 | 1.4847 | 1.7355 | 3.4019 | 5.0013 | 5.0013 | 5.0013 | 2.5 | 2.5478 | 2.5478 | 2.8167 | 3.1634 | 3.1634
2024-11-21 18:00 | 1.3893 | 1.624 | 3.1832 | 4.6799 | 4.6799 | 4.6799 | 2.4084 | 2.4545 | 2.4545 | 2.7135 | 3.0475 | 3.0475
2024-11-21 19:00 | 1.2824 | 1.4991 | 2.9384 | 4.3199 | 4.3199 | 4.3199 | 2.2824 | 2.3261 | 2.3261 | 2.5716 | 2.8881 | 2.8881
2024-11-21 20:00 | 1.187 | 1.3875 | 2.7197 | 3.9985 | 3.9985 | 3.9985 | 2.4427 | 2.4895 | 2.4895 | 2.7522 | 3.0909 | 3.0909
2024-11-21 21:00 | 1.1183 | 1.3072 | 2.5623 | 3.7671 | 3.7671 | 3.7671 | 2.1908 | 2.2327 | 2.2327 | 2.4684 | 2.7722 | 2.7722
2024-11-21 22:00 | 1.0382 | 1.2135 | 2.3787 | 3.4971 | 3.4971 | 3.4971 | 1.9122 | 1.9488 | 1.9488 | 2.1545 | 2.4196 | 2.4196
2024-11-21 23:00 | 0.94275 | 1.102 | 2.1601 | 3.1757 | 3.1757 | 3.1757 | 1.7328 | 1.766 | 1.766 | 1.9524 | 2.1926 | 2.1926
2024-11-22 | 0.91221 | 1.0663 | 2.0901 | 3.0728 | 3.0728 | 3.0728 | 1.4695 | 1.4976 | 1.4976 | 1.6556 | 1.8594 | 1.8594
2024-11-22 01:00 | 0.85878 | 1.0038 | 1.9677 | 2.8928 | 2.8928 | 2.8928 | 1.3702 | 1.3964 | 1.3964 | 1.5438 | 1.7338 | 1.7338
2024-11-22 02:00 | 0.85496 | 0.99937 | 1.9589 | 2.8799 | 2.8799 | 2.8799 | 1.3473 | 1.3731 | 1.3731 | 1.518 | 1.7048 | 1.7048
2024-11-22 03:00 | 0.82443 | 0.96368 | 1.889 | 2.7771 | 2.7771 | 2.7771 | 1.2824 | 1.307 | 1.307 | 1.4449 | 1.6227 | 1.6227
2024-11-22 04:00 | 0.84733 | 0.99045 | 1.9414 | 2.8542 | 2.8542 | 2.8542 | 1.2901 | 1.3147 | 1.3147 | 1.4535 | 1.6324 | 1.6324
2024-11-22 05:00 | 0.85496 | 0.99937 | 1.9589 | 2.8799 | 2.8799 | 2.8799 | 1.5038 | 1.5326 | 1.5326 | 1.6943 | 1.9028 | 1.9028
2024-11-22 06:00 | 1.0763 | 1.2581 | 2.4661 | 3.6256 | 3.6256 | 3.6256 | 1.7557 | 1.7893 | 1.7893 | 1.9782 | 2.2216 | 2.2216
2024-11-22 07:00 | 1.084 | 1.2671 | 2.4836 | 3.6514 | 3.6514 | 3.6514 | 1.8168 | 1.8515 | 1.8515 | 2.047 | 2.2989 | 2.2989
2024-11-22 08:00 | 1.0458 | 1.2224 | 2.3962 | 3.5228 | 3.5228 | 3.5228 | 1.6603 | 1.6921 | 1.6921 | 1.8707 | 2.1009 | 2.1009
2024-11-22 09:00 | 0.9084 | 1.0618 | 2.0813 | 3.0599 | 3.0599 | 3.0599 | 1.2443 | 1.2681 | 1.2681 | 1.4019 | 1.5744 | 1.5744
2024-11-22 10:00 | 0.91603 | 1.0708 | 2.0988 | 3.0857 | 3.0857 | 3.0857 | 0.90076 | 0.91799 | 0.91799 | 1.0149 | 1.1398 | 1.1398
2024-11-22 11:00 | 1.0076 | 1.1778 | 2.3087 | 3.3942 | 3.3942 | 3.3942 | 0.81679 | 0.83241 | 0.83241 | 0.92028 | 1.0335 | 1.0335
2024-11-22 12:00 | 0.98473 | 1.1511 | 2.2563 | 3.3171 | 3.3171 | 3.3171 | 1.0344 | 1.0541 | 1.0541 | 1.1654 | 1.3088 | 1.3088
2024-11-22 13:00 | 1.6183 | 1.8917 | 3.7079 | 5.4513 | 5.4513 | 5.4513 | 2.6374 | 2.6878 | 2.6878 | 2.9716 | 3.3372 | 3.3372
2024-11-22 14:00 | 1.6298 | 1.9051 | 3.7342 | 5.4899 | 5.4899 | 5.4899 | 2.7366 | 2.789 | 2.789 | 3.0834 | 3.4628 | 3.4628
2024-11-22 15:00 | 1.5038 | 1.7578 | 3.4456 | 5.0656 | 5.0656 | 5.0656 | 2.4885 | 2.5361 | 2.5361 | 2.8038 | 3.1489 | 3.1489
2024-11-22 16:00 | 1.3931 | 1.6284 | 3.192 | 4.6928 | 4.6928 | 4.6928 | 2.3206 | 2.365 | 2.365 | 2.6146 | 2.9364 | 2.9364
2024-11-22 17:00 | 1.374 | 1.6061 | 3.1483 | 4.6285 | 4.6285 | 4.6285 | 2.3282 | 2.3728 | 2.3728 | 2.6232 | 2.946 | 2.946
2024-11-22 18:00 | 1.3168 | 1.5392 | 3.0171 | 4.4356 | 4.4356 | 4.4356 | 2.2328 | 2.2755 | 2.2755 | 2.5157 | 2.8253 | 2.8253
2024-11-22 19:00 | 1.3168 | 1.5392 | 3.0171 | 4.4356 | 4.4356 | 4.4356 | 2.187 | 2.2288 | 2.2288 | 2.4641 | 2.7673 | 2.7673
2024-11-22 20:00 | 1.2901 | 1.508 | 2.9559 | 4.3456 | 4.3456 | 4.3456 | 2.2748 | 2.3183 | 2.3183 | 2.563 | 2.8784 | 2.8784
2024-11-22 21:00 | 1.1718 | 1.3697 | 2.6848 | 3.9471 | 3.9471 | 3.9471 | 2.1336 | 2.1744 | 2.1744 | 2.4039 | 2.6997 | 2.6997
2024-11-22 22:00 | 1.0649 | 1.2448 | 2.4399 | 3.5871 | 3.5871 | 3.5871 | 1.9885 | 2.0266 | 2.0266 | 2.2405 | 2.5162 | 2.5162
2024-11-22 23:00 | 0.95802 | 1.1198 | 2.195 | 3.2271 | 3.2271 | 3.2271 | 1.771 | 1.8049 | 1.8049 | 1.9954 | 2.2409 | 2.2409
2024-11-23 | 0.9542 | 1.1154 | 2.1863 | 3.2142 | 3.2142 | 3.2142 | 1.5725 | 1.6026 | 1.6026 | 1.7718 | 1.9898 | 1.9898
2024-11-23 01:00 | 0.87023 | 1.0172 | 1.9939 | 2.9314 | 2.9314 | 2.9314 | 1.4122 | 1.4392 | 1.4392 | 1.5911 | 1.7869 | 1.7869
2024-11-23 02:00 | 0.81679 | 0.95476 | 1.8715 | 2.7514 | 2.7514 | 2.7514 | 1.4427 | 1.4703 | 1.4703 | 1.6255 | 1.8256 | 1.8256
2024-11-23 03:00 | 0.79008 | 0.92353 | 1.8102 | 2.6614 | 2.6614 | 2.6614 | 1.4275 | 1.4548 | 1.4548 | 1.6083 | 1.8063 | 1.8063
2024-11-23 04:00 | 0.77099 | 0.90122 | 1.7665 | 2.5971 | 2.5971 | 2.5971 | 1.4084 | 1.4353 | 1.4353 | 1.5868 | 1.7821 | 1.7821
2024-11-23 05:00 | 0.81298 | 0.9503 | 1.8627 | 2.7385 | 2.7385 | 2.7385 | 1.3244 | 1.3498 | 1.3498 | 1.4922 | 1.6759 | 1.6759
2024-11-23 06:00 | 0.80534 | 0.94138 | 1.8452 | 2.7128 | 2.7128 | 2.7128 | 1.4198 | 1.447 | 1.447 | 1.5997 | 1.7966 | 1.7966
2024-11-23 07:00 | 1.0267 | 1.2001 | 2.3524 | 3.4585 | 3.4585 | 3.4585 | 1.3511 | 1.377 | 1.377 | 1.5223 | 1.7097 | 1.7097
2024-11-23 08:00 | 0.83969 | 0.98153 | 1.9239 | 2.8285 | 2.8285 | 2.8285 | 1.1298 | 1.1514 | 1.1514 | 1.2729 | 1.4296 | 1.4296
2024-11-23 09:00 | 0.76336 | 0.8923 | 1.749 | 2.5714 | 2.5714 | 2.5714 | 0.87786 | 0.89465 | 0.89465 | 0.98909 | 1.1108 | 1.1108
2024-11-23 10:00 | 0.80534 | 0.94138 | 1.8452 | 2.7128 | 2.7128 | 2.7128 | 0.60305 | 0.61459 | 0.61459 | 0.67946 | 0.76307 | 0.76307
2024-11-23 11:00 | 0.79771 | 0.93245 | 1.8277 | 2.6871 | 2.6871 | 2.6871 | 0.4771 | 0.48622 | 0.48622 | 0.53755 | 0.6037 | 0.6037
2024-11-23 12:00 | 1.0725 | 1.2537 | 2.4574 | 3.6128 | 3.6128 | 3.6128 | 0.94275 | 0.96078 | 0.96078 | 1.0622 | 1.1929 | 1.1929
2024-11-23 13:00 | 1.3321 | 1.5571 | 3.0521 | 4.4871 | 4.4871 | 4.4871 | 1.2748 | 1.2992 | 1.2992 | 1.4363 | 1.6131 | 1.6131
2024-11-23 14:00 | 0.98473 | 1.1511 | 2.2563 | 3.3171 | 3.3171 | 3.3171 | 0.98855 | 1.0075 | 1.0075 | 1.1138 | 1.2509 | 1.2509
2024-11-23 15:00 | 1.0687 | 1.2492 | 2.4486 | 3.5999 | 3.5999 | 3.5999 | 1.3168 | 1.342 | 1.342 | 1.4836 | 1.6662 | 1.6662
2024-11-23 16:00 | 1.3817 | 1.6151 | 3.1657 | 4.6542 | 4.6542 | 4.6542 | 2.2023 | 2.2444 | 2.2444 | 2.4813 | 2.7867 | 2.7867
2024-11-23 17:00 | 1.4962 | 1.7489 | 3.4281 | 5.0399 | 5.0399 | 5.0399 | 2.1985 | 2.2405 | 2.2405 | 2.477 | 2.7818 | 2.7818
2024-11-23 18:00 | 1.6031 | 1.8738 | 3.673 | 5.3999 | 5.3999 | 5.3999 | 2.4237 | 2.47 | 2.47 | 2.7307 | 3.0668 | 3.0668
2024-11-23 19:00 | 1.4695 | 1.7177 | 3.3669 | 4.9499 | 4.9499 | 4.9499 | 2.4313 | 2.4778 | 2.4778 | 2.7393 | 3.0764 | 3.0764
2024-11-23 20:00 | 1.3359 | 1.5615 | 3.0608 | 4.4999 | 4.4999 | 4.4999 | 2.1947 | 2.2366 | 2.2366 | 2.4727 | 2.777 | 2.777
2024-11-23 21:00 | 1.2443 | 1.4544 | 2.8509 | 4.1914 | 4.1914 | 4.1914 | 2.1756 | 2.2172 | 2.2172 | 2.4512 | 2.7529 | 2.7529
2024-11-23 22:00 | 1.0458 | 1.2224 | 2.3962 | 3.5228 | 3.5228 | 3.5228 | 1.9084 | 1.9449 | 1.9449 | 2.1502 | 2.4148 | 2.4148
2024-11-23 23:00 | 1.0534 | 1.2314 | 2.4137 | 3.5485 | 3.5485 | 3.5485 | 1.7901 | 1.8243 | 1.8243 | 2.0169 | 2.2651 | 2.2651
2024-11-24 | 0.97328 | 1.1377 | 2.23 | 3.2785 | 3.2785 | 3.2785 | 1.6107 | 1.6415 | 1.6415 | 1.8148 | 2.0381 | 2.0381
2024-11-24 01:00 | 0.8855 | 1.0351 | 2.0289 | 2.9828 | 2.9828 | 2.9828 | 1.5038 | 1.5326 | 1.5326 | 1.6943 | 1.9028 | 1.9028
2024-11-24 02:00 | 0.80534 | 0.94138 | 1.8452 | 2.7128 | 2.7128 | 2.7128 | 1.4198 | 1.447 | 1.447 | 1.5997 | 1.7966 | 1.7966
2024-11-24 03:00 | 0.80534 | 0.94138 | 1.8452 | 2.7128 | 2.7128 | 2.7128 | 1.3779 | 1.4042 | 1.4042 | 1.5524 | 1.7435 | 1.7435
2024-11-24 04:00 | 0.75191 | 0.87891 | 1.7228 | 2.5328 | 2.5328 | 2.5328 | 1.3588 | 1.3848 | 1.3848 | 1.5309 | 1.7193 | 1.7193
2024-11-24 05:00 | 0.80153 | 0.93691 | 1.8365 | 2.7 | 2.7 | 2.7 | 1.3015 | 1.3264 | 1.3264 | 1.4664 | 1.6469 | 1.6469
2024-11-24 06:00 | 0.82443 | 0.96368 | 1.889 | 2.7771 | 2.7771 | 2.7771 | 1.4008 | 1.4276 | 1.4276 | 1.5782 | 1.7725 | 1.7725
2024-11-24 07:00 | 0.82443 | 0.96368 | 1.889 | 2.7771 | 2.7771 | 2.7771 | 1.3397 | 1.3653 | 1.3653 | 1.5094 | 1.6952 | 1.6952
2024-11-24 08:00 | 0.70229 | 0.82091 | 1.6091 | 2.3657 | 2.3657 | 2.3657 | 1.145 | 1.1669 | 1.1669 | 1.2901 | 1.4489 | 1.4489
2024-11-24 09:00 | 0.85878 | 1.0038 | 1.9677 | 2.8928 | 2.8928 | 2.8928 | 0.99237 | 1.0113 | 1.0113 | 1.1181 | 1.2557 | 1.2557
2024-11-24 10:00 | 0.8855 | 1.0351 | 2.0289 | 2.9828 | 2.9828 | 2.9828 | 1.0573 | 1.0775 | 1.0775 | 1.1912 | 1.3378 | 1.3378
2024-11-24 11:00 | 0.80534 | 0.94138 | 1.8452 | 2.7128 | 2.7128 | 2.7128 | 0.4084 | 0.41621 | 0.41621 | 0.46014 | 0.51676 | 0.51676
2024-11-24 12:00 | 0.85496 | 0.99937 | 1.9589 | 2.8799 | 2.8799 | 2.8799 | 0.76336 | 0.77796 | 0.77796 | 0.86007 | 0.96591 | 0.96591
2024-11-24 13:00 | 1.3092 | 1.5303 | 2.9996 | 4.4099 | 4.4099 | 4.4099 | 2.3092 | 2.3533 | 2.3533 | 2.6017 | 2.9219 | 2.9219
2024-11-24 14:00 | 1.3168 | 1.5392 | 3.0171 | 4.4356 | 4.4356 | 4.4356 | 2.4924 | 2.54 | 2.54 | 2.8081 | 3.1537 | 3.1537
2024-11-24 15:00 | 1.3473 | 1.5749 | 3.087 | 4.5385 | 4.5385 | 4.5385 | 2.1908 | 2.2327 | 2.2327 | 2.4684 | 2.7722 | 2.7722
2024-11-24 16:00 | 1.4275 | 1.6686 | 3.2707 | 4.8085 | 4.8085 | 4.8085 | 2.2519 | 2.295 | 2.295 | 2.5372 | 2.8494 | 2.8494
2024-11-24 17:00 | 1.645 | 1.9229 | 3.7692 | 5.5413 | 5.5413 | 5.5413 | 2.5878 | 2.6373 | 2.6373 | 2.9157 | 3.2744 | 3.2744
2024-11-24 18:00 | 1.5878 | 1.856 | 3.638 | 5.3485 | 5.3485 | 5.3485 | 2.7176 | 2.7695 | 2.7695 | 3.0619 | 3.4387 | 3.4387
2024-11-24 19:00 | 1.4809 | 1.7311 | 3.3931 | 4.9885 | 4.9885 | 4.9885 | 2.4924 | 2.54 | 2.54 | 2.8081 | 3.1537 | 3.1537
2024-11-24 20:00 | 1.4427 | 1.6864 | 3.3057 | 4.8599 | 4.8599 | 4.8599 | 2.4046 | 2.4506 | 2.4506 | 2.7092 | 3.0426 | 3.0426
2024-11-24 21:00 | 1.2863 | 1.5035 | 2.9471 | 4.3328 | 4.3328 | 4.3328 | 2.3244 | 2.3689 | 2.3689 | 2.6189 | 2.9412 | 2.9412
2024-11-24 22:00 | 1.1145 | 1.3028 | 2.5536 | 3.7542 | 3.7542 | 3.7542 | 1.9275 | 1.9643 | 1.9643 | 2.1717 | 2.4389 | 2.4389
2024-11-24 23:00 | 1.0038 | 1.1734 | 2.3 | 3.3814 | 3.3814 | 3.3814 | 1.7557 | 1.7893 | 1.7893 | 1.9782 | 2.2216 | 2.2216
2024-11-25 | 0.98855 | 1.1555 | 2.265 | 3.3299 | 3.3299 | 3.3299 | 1.6107 | 1.6415 | 1.6415 | 1.8148 | 2.0381 | 2.0381
2024-11-25 01:00 | 0.8855 | 1.0351 | 2.0289 | 2.9828 | 2.9828 | 2.9828 | 1.5 | 1.5287 | 1.5287 | 1.69 | 1.898 | 1.898
2024-11-25 02:00 | 0.8855 | 1.0351 | 2.0289 | 2.9828 | 2.9828 | 2.9828 | 1.3817 | 1.4081 | 1.4081 | 1.5567 | 1.7483 | 1.7483
2024-11-25 03:00 | 0.88168 | 1.0306 | 2.0201 | 2.9699 | 2.9699 | 2.9699 | 1.4198 | 1.447 | 1.447 | 1.5997 | 1.7966 | 1.7966
2024-11-25 04:00 | 0.88168 | 1.0306 | 2.0201 | 2.9699 | 2.9699 | 2.9699 | 1.4962 | 1.5248 | 1.5248 | 1.6857 | 1.8932 | 1.8932
2024-11-25 05:00 | 0.90076 | 1.0529 | 2.0639 | 3.0342 | 3.0342 | 3.0342 | 1.4885 | 1.517 | 1.517 | 1.6771 | 1.8835 | 1.8835
2024-11-25 06:00 | 0.99237 | 1.16 | 2.2737 | 3.3428 | 3.3428 | 3.3428 | 1.9008 | 1.9371 | 1.9371 | 2.1416 | 2.4051 | 2.4051
2024-11-25 07:00 | 1.1298 | 1.3206 | 2.5886 | 3.8056 | 3.8056 | 3.8056 | 2.0267 | 2.0655 | 2.0655 | 2.2835 | 2.5645 | 2.5645
2024-11-25 08:00 | 1.1145 | 1.3028 | 2.5536 | 3.7542 | 3.7542 | 3.7542 | 1.8779 | 1.9138 | 1.9138 | 2.1158 | 2.3761 | 2.3761
2024-11-25 09:00 | 1.1603 | 1.3563 | 2.6585 | 3.9085 | 3.9085 | 3.9085 | 2.126 | 2.1666 | 2.1666 | 2.3953 | 2.6901 | 2.6901
2024-11-25 10:00 | 1.1908 | 1.392 | 2.7285 | 4.0114 | 4.0114 | 4.0114 | 1.7481 | 1.7815 | 1.7815 | 1.9696 | 2.2119 | 2.2119
2024-11-25 11:00 | 1.271 | 1.4857 | 2.9121 | 4.2814 | 4.2814 | 4.2814 | 1.6908 | 1.7232 | 1.7232 | 1.9051 | 2.1395 | 2.1395
2024-11-25 12:00 | 1.3092 | 1.5303 | 2.9996 | 4.4099 | 4.4099 | 4.4099 | 2.0878 | 2.1277 | 2.1277 | 2.3523 | 2.6418 | 2.6418
2024-11-25 13:00 | 0.85115 | 0.99491 | 1.9502 | 2.8671 | 2.8671 | 2.8671 | 0.97328 | 0.9919 | 0.9919 | 1.0966 | 1.2315 | 1.2315
2024-11-25 14:00 | 0.85115 | 0.99491 | 1.9502 | 2.8671 | 2.8671 | 2.8671 | 0.97328 | 0.9919 | 0.9919 | 1.0966 | 1.2315 | 1.2315
2024-11-25 15:00 | 0.85115 | 0.99491 | 1.9502 | 2.8671 | 2.8671 | 2.8671 | 0.97328 | 0.9919 | 0.9919 | 1.0966 | 1.2315 | 1.2315
2024-11-25 16:00 | 0.85115 | 0.99491 | 1.9502 | 2.8671 | 2.8671 | 2.8671 | 0.97328 | 0.9919 | 0.9919 | 1.0966 | 1.2315 | 1.2315
2024-11-25 17:00 | 1.8588 | 2.1727 | 4.2589 | 6.2613 | 6.2613 | 6.2613 | 3.4351 | 3.5008 | 3.5008 | 3.8703 | 4.3466 | 4.3466
2024-11-25 18:00 | 1.8588 | 2.1727 | 4.2589 | 6.2613 | 6.2613 | 6.2613 | 3.3092 | 3.3724 | 3.3724 | 3.7284 | 4.1872 | 4.1872
2024-11-25 19:00 | 1.645 | 1.9229 | 3.7692 | 5.5413 | 5.5413 | 5.5413 | 2.9771 | 3.034 | 3.034 | 3.3543 | 3.7671 | 3.7671
2024-11-25 20:00 | 1.5344 | 1.7935 | 3.5156 | 5.1685 | 5.1685 | 5.1685 | 2.8893 | 2.9446 | 2.9446 | 3.2554 | 3.656 | 3.656
2024-11-25 21:00 | 1.4389 | 1.682 | 3.2969 | 4.8471 | 4.8471 | 4.8471 | 2.6374 | 2.6878 | 2.6878 | 2.9716 | 3.3372 | 3.3372
2024-11-25 22:00 | 1.1527 | 1.3474 | 2.641 | 3.8828 | 3.8828 | 3.8828 | 2.2672 | 2.3105 | 2.3105 | 2.5544 | 2.8688 | 2.8688
2024-11-25 23:00 | 1.0573 | 1.2358 | 2.4224 | 3.5614 | 3.5614 | 3.5614 | 1.8969 | 1.9332 | 1.9332 | 2.1373 | 2.4003 | 2.4003
2024-11-26 | 0.95038 | 1.1109 | 2.1775 | 3.2014 | 3.2014 | 3.2014 | 1.6489 | 1.6804 | 1.6804 | 1.8578 | 2.0864 | 2.0864
2024-11-26 01:00 | 0.92748 | 1.0841 | 2.1251 | 3.1242 | 3.1242 | 3.1242 | 1.5649 | 1.5948 | 1.5948 | 1.7632 | 1.9801 | 1.9801
2024-11-26 02:00 | 0.89695 | 1.0485 | 2.0551 | 3.0214 | 3.0214 | 3.0214 | 1.4809 | 1.5092 | 1.5092 | 1.6685 | 1.8739 | 1.8739
2024-11-26 03:00 | 0.82824 | 0.96814 | 1.8977 | 2.7899 | 2.7899 | 2.7899 | 1.5229 | 1.552 | 1.552 | 1.7158 | 1.927 | 1.927
2024-11-26 04:00 | 0.85496 | 0.99937 | 1.9589 | 2.8799 | 2.8799 | 2.8799 | 1.4275 | 1.4548 | 1.4548 | 1.6083 | 1.8063 | 1.8063
2024-11-26 05:00 | 0.8855 | 1.0351 | 2.0289 | 2.9828 | 2.9828 | 2.9828 | 1.6718 | 1.7037 | 1.7037 | 1.8836 | 2.1154 | 2.1154
2024-11-26 06:00 | 1.0153 | 1.1868 | 2.3262 | 3.4199 | 3.4199 | 3.4199 | 1.8779 | 1.9138 | 1.9138 | 2.1158 | 2.3761 | 2.3761
2024-11-26 07:00 | 1.2748 | 1.4901 | 2.9209 | 4.2942 | 4.2942 | 4.2942 | 2.1985 | 2.2405 | 2.2405 | 2.477 | 2.7818 | 2.7818
2024-11-26 08:00 | 1.3092 | 1.5303 | 2.9996 | 4.4099 | 4.4099 | 4.4099 | 2.1374 | 2.1783 | 2.1783 | 2.4082 | 2.7046 | 2.7046
2024-11-26 09:00 | 1.2328 | 1.4411 | 2.8247 | 4.1528 | 4.1528 | 4.1528 | 2.2137 | 2.2561 | 2.2561 | 2.4942 | 2.8011 | 2.8011
2024-11-26 10:00 | 1.5191 | 1.7757 | 3.4806 | 5.117 | 5.117 | 5.117 | 2.2099 | 2.2522 | 2.2522 | 2.4899 | 2.7963 | 2.7963
2024-11-26 11:00 | 1.5115 | 1.7668 | 3.4631 | 5.0913 | 5.0913 | 5.0913 | 2.1756 | 2.2172 | 2.2172 | 2.4512 | 2.7529 | 2.7529
2024-11-26 12:00 | 1.7099 | 1.9987 | 3.9178 | 5.7599 | 5.7599 | 5.7599 | 2.6107 | 2.6606 | 2.6606 | 2.9415 | 3.3034 | 3.3034
2024-11-26 13:00 | 1.6985 | 1.9854 | 3.8916 | 5.7213 | 5.7213 | 5.7213 | 2.9656 | 3.0224 | 3.0224 | 3.3414 | 3.7526 | 3.7526
2024-11-26 14:00 | 1.6221 | 1.8961 | 3.7167 | 5.4642 | 5.4642 | 5.4642 | 2.5038 | 2.5517 | 2.5517 | 2.821 | 3.1682 | 3.1682
2024-11-26 15:00 | 1.4656 | 1.7132 | 3.3581 | 4.9371 | 4.9371 | 4.9371 | 2.7214 | 2.7734 | 2.7734 | 3.0662 | 3.4435 | 3.4435
2024-11-26 16:00 | 1.6221 | 1.8961 | 3.7167 | 5.4642 | 5.4642 | 5.4642 | 2.9656 | 3.0224 | 3.0224 | 3.3414 | 3.7526 | 3.7526
2024-11-26 17:00 | 1.5954 | 1.8649 | 3.6555 | 5.3742 | 5.3742 | 5.3742 | 2.7481 | 2.8006 | 2.8006 | 3.0963 | 3.4773 | 3.4773
2024-11-26 18:00 | 1.5763 | 1.8426 | 3.6118 | 5.3099 | 5.3099 | 5.3099 | 2.7214 | 2.7734 | 2.7734 | 3.0662 | 3.4435 | 3.4435
2024-11-26 19:00 | 1.4809 | 1.7311 | 3.3931 | 4.9885 | 4.9885 | 4.9885 | 2.5305 | 2.5789 | 2.5789 | 2.8511 | 3.202 | 3.202
2024-11-26 20:00 | 1.3626 | 1.5928 | 3.122 | 4.5899 | 4.5899 | 4.5899 | 2.3397 | 2.3844 | 2.3844 | 2.6361 | 2.9605 | 2.9605
2024-11-26 21:00 | 1.2099 | 1.4143 | 2.7722 | 4.0756 | 4.0756 | 4.0756 | 2.4084 | 2.4545 | 2.4545 | 2.7135 | 3.0475 | 3.0475
2024-11-26 22:00 | 1.1298 | 1.3206 | 2.5886 | 3.8056 | 3.8056 | 3.8056 | 2.0038 | 2.0421 | 2.0421 | 2.2577 | 2.5355 | 2.5355
2024-11-26 23:00 | 1.0191 | 1.1912 | 2.335 | 3.4328 | 3.4328 | 3.4328 | 1.7557 | 1.7893 | 1.7893 | 1.9782 | 2.2216 | 2.2216
2024-11-27 | 0.95802 | 1.1198 | 2.195 | 3.2271 | 3.2271 | 3.2271 | 1.6031 | 1.6337 | 1.6337 | 1.8062 | 2.0284 | 2.0284
2024-11-27 01:00 | 0.89695 | 1.0485 | 2.0551 | 3.0214 | 3.0214 | 3.0214 | 1.4466 | 1.4742 | 1.4742 | 1.6298 | 1.8304 | 1.8304
2024-11-27 02:00 | 0.85115 | 0.99491 | 1.9502 | 2.8671 | 2.8671 | 2.8671 | 1.4504 | 1.4781 | 1.4781 | 1.6341 | 1.8352 | 1.8352
2024-11-27 03:00 | 0.76718 | 0.89676 | 1.7578 | 2.5842 | 2.5842 | 2.5842 | 1.355 | 1.3809 | 1.3809 | 1.5266 | 1.7145 | 1.7145
2024-11-27 04:00 | 0.76718 | 0.89676 | 1.7578 | 2.5842 | 2.5842 | 2.5842 | 1.4618 | 1.4898 | 1.4898 | 1.647 | 1.8497 | 1.8497
2024-11-27 05:00 | 0.87405 | 1.0217 | 2.0026 | 2.9442 | 2.9442 | 2.9442 | 1.6947 | 1.7271 | 1.7271 | 1.9094 | 2.1443 | 2.1443
2024-11-27 06:00 | 1.0305 | 1.2046 | 2.3612 | 3.4714 | 3.4714 | 3.4714 | 1.771 | 1.8049 | 1.8049 | 1.9954 | 2.2409 | 2.2409
2024-11-27 07:00 | 1.1031 | 1.2894 | 2.5274 | 3.7156 | 3.7156 | 3.7156 | 2.1031 | 2.1433 | 2.1433 | 2.3695 | 2.6611 | 2.6611
2024-11-27 08:00 | 1.2137 | 1.4188 | 2.781 | 4.0885 | 4.0885 | 4.0885 | 2.2328 | 2.2755 | 2.2755 | 2.5157 | 2.8253 | 2.8253
2024-11-27 09:00 | 1.3779 | 1.6106 | 3.157 | 4.6413 | 4.6413 | 4.6413 | 2.1908 | 2.2327 | 2.2327 | 2.4684 | 2.7722 | 2.7722
2024-11-27 10:00 | 1.3397 | 1.566 | 3.0696 | 4.5128 | 4.5128 | 4.5128 | 2.145 | 2.1861 | 2.1861 | 2.4168 | 2.7142 | 2.7142
2024-11-27 11:00 | 1.626 | 1.9006 | 3.7254 | 5.477 | 5.477 | 5.477 | 2.7748 | 2.8279 | 2.8279 | 3.1264 | 3.5111 | 3.5111
2024-11-27 12:00 | 1.5649 | 1.8292 | 3.5855 | 5.2713 | 5.2713 | 5.2713 | 2.8702 | 2.9251 | 2.9251 | 3.2339 | 3.6318 | 3.6318
2024-11-27 13:00 | 1.4198 | 1.6597 | 3.2532 | 4.7828 | 4.7828 | 4.7828 | 2.5954 | 2.6451 | 2.6451 | 2.9243 | 3.2841 | 3.2841
2024-11-27 14:00 | 1.2863 | 1.5035 | 2.9471 | 4.3328 | 4.3328 | 4.3328 | 2.4656 | 2.5128 | 2.5128 | 2.778 | 3.1199 | 3.1199
2024-11-27 15:00 | 1.2672 | 1.4812 | 2.9034 | 4.2685 | 4.2685 | 4.2685 | 2.5115 | 2.5595 | 2.5595 | 2.8296 | 3.1779 | 3.1779
2024-11-27 16:00 | 1.3321 | 1.5571 | 3.0521 | 4.4871 | 4.4871 | 4.4871 | 2.4924 | 2.54 | 2.54 | 2.8081 | 3.1537 | 3.1537
2024-11-27 17:00 | 1.4122 | 1.6508 | 3.2357 | 4.7571 | 4.7571 | 4.7571 | 2.5878 | 2.6373 | 2.6373 | 2.9157 | 3.2744 | 3.2744
2024-11-27 18:00 | 1.2901 | 1.508 | 2.9559 | 4.3456 | 4.3456 | 4.3456 | 2.3473 | 2.3922 | 2.3922 | 2.6447 | 2.9702 | 2.9702
2024-11-27 19:00 | 1.2901 | 1.508 | 2.9559 | 4.3456 | 4.3456 | 4.3456 | 2.2137 | 2.2561 | 2.2561 | 2.4942 | 2.8011 | 2.8011
2024-11-27 20:00 | 1.2023 | 1.4054 | 2.7547 | 4.0499 | 4.0499 | 4.0499 | 2.1527 | 2.1938 | 2.1938 | 2.4254 | 2.7239 | 2.7239
2024-11-27 21:00 | 1.1221 | 1.3117 | 2.5711 | 3.7799 | 3.7799 | 3.7799 | 2.084 | 2.1238 | 2.1238 | 2.348 | 2.6369 | 2.6369
2024-11-27 22:00 | 1.0076 | 1.1778 | 2.3087 | 3.3942 | 3.3942 | 3.3942 | 1.8702 | 1.906 | 1.906 | 2.1072 | 2.3665 | 2.3665
2024-11-27 23:00 | 0.91603 | 1.0708 | 2.0988 | 3.0857 | 3.0857 | 3.0857 | 1.6985 | 1.731 | 1.731 | 1.9137 | 2.1492 | 2.1492
2024-11-28 | 0.91603 | 1.0708 | 2.0988 | 3.0857 | 3.0857 | 3.0857 | 1.5802 | 1.6104 | 1.6104 | 1.7804 | 1.9994 | 1.9994
2024-11-28 01:00 | 0.82443 | 0.96368 | 1.889 | 2.7771 | 2.7771 | 2.7771 | 1.5076 | 1.5365 | 1.5365 | 1.6986 | 1.9077 | 1.9077
2024-11-28 02:00 | 0.80534 | 0.94138 | 1.8452 | 2.7128 | 2.7128 | 2.7128 | 1.3931 | 1.4198 | 1.4198 | 1.5696 | 1.7628 | 1.7628
2024-11-28 03:00 | 0.74427 | 0.86999 | 1.7053 | 2.5071 | 2.5071 | 2.5071 | 1.3435 | 1.3692 | 1.3692 | 1.5137 | 1.7 | 1.7
2024-11-28 04:00 | 0.79389 | 0.92799 | 1.819 | 2.6742 | 2.6742 | 2.6742 | 1.3282 | 1.3536 | 1.3536 | 1.4965 | 1.6807 | 1.6807
2024-11-28 05:00 | 0.89695 | 1.0485 | 2.0551 | 3.0214 | 3.0214 | 3.0214 | 1.4695 | 1.4976 | 1.4976 | 1.6556 | 1.8594 | 1.8594
2024-11-28 06:00 | 1.0496 | 1.2269 | 2.4049 | 3.5356 | 3.5356 | 3.5356 | 1.7824 | 1.8165 | 1.8165 | 2.0083 | 2.2554 | 2.2554
2024-11-28 07:00 | 1.2023 | 1.4054 | 2.7547 | 4.0499 | 4.0499 | 4.0499 | 2.1832 | 2.225 | 2.225 | 2.4598 | 2.7625 | 2.7625
2024-11-28 08:00 | 1.3817 | 1.6151 | 3.1657 | 4.6542 | 4.6542 | 4.6542 | 2.2405 | 2.2833 | 2.2833 | 2.5243 | 2.835 | 2.835
2024-11-28 09:00 | 1.187 | 1.3875 | 2.7197 | 3.9985 | 3.9985 | 3.9985 | 2.187 | 2.2288 | 2.2288 | 2.4641 | 2.7673 | 2.7673
2024-11-28 10:00 | 1.1221 | 1.3117 | 2.5711 | 3.7799 | 3.7799 | 3.7799 | 1.8702 | 1.906 | 1.906 | 2.1072 | 2.3665 | 2.3665
2024-11-28 11:00 | 1.5305 | 1.7891 | 3.5068 | 5.1556 | 5.1556 | 5.1556 | 2.374 | 2.4194 | 2.4194 | 2.6748 | 3.004 | 3.004
2024-11-28 12:00 | 1.5115 | 1.7668 | 3.4631 | 5.0913 | 5.0913 | 5.0913 | 2.626 | 2.6762 | 2.6762 | 2.9587 | 3.3227 | 3.3227
2024-11-28 13:00 | 1.7176 | 2.0077 | 3.9353 | 5.7856 | 5.7856 | 5.7856 | 2.6679 | 2.719 | 2.719 | 3.006 | 3.3759 | 3.3759
2024-11-28 14:00 | 1.458 | 1.7043 | 3.3407 | 4.9113 | 4.9113 | 4.9113 | 2.1031 | 2.1433 | 2.1433 | 2.3695 | 2.6611 | 2.6611
2024-11-28 15:00 | 1.855 | 2.1683 | 4.2501 | 6.2485 | 6.2485 | 6.2485 | 2.8359 | 2.8901 | 2.8901 | 3.1952 | 3.5884 | 3.5884
2024-11-28 16:00 | 1.9046 | 2.2263 | 4.3638 | 6.4156 | 6.4156 | 6.4156 | 3.2557 | 3.318 | 3.318 | 3.6682 | 4.1196 | 4.1196
2024-11-28 17:00 | 1.7252 | 2.0166 | 3.9528 | 5.8113 | 5.8113 | 5.8113 | 2.8244 | 2.8784 | 2.8784 | 3.1823 | 3.5739 | 3.5739
2024-11-28 18:00 | 1.6718 | 1.9541 | 3.8304 | 5.6313 | 5.6313 | 5.6313 | 2.7366 | 2.789 | 2.789 | 3.0834 | 3.4628 | 3.4628
2024-11-28 19:00 | 1.4695 | 1.7177 | 3.3669 | 4.9499 | 4.9499 | 4.9499 | 2.5458 | 2.5945 | 2.5945 | 2.8683 | 3.2213 | 3.2213
2024-11-28 20:00 | 1.2748 | 1.4901 | 2.9209 | 4.2942 | 4.2942 | 4.2942 | 2.3931 | 2.4389 | 2.4389 | 2.6963 | 3.0281 | 3.0281
2024-11-28 21:00 | 1.229 | 1.4366 | 2.8159 | 4.1399 | 4.1399 | 4.1399 | 2.2748 | 2.3183 | 2.3183 | 2.563 | 2.8784 | 2.8784
2024-11-28 22:00 | 1.0496 | 1.2269 | 2.4049 | 3.5356 | 3.5356 | 3.5356 | 2.0687 | 2.1083 | 2.1083 | 2.3308 | 2.6176 | 2.6176
2024-11-28 23:00 | 0.93511 | 1.0931 | 2.1426 | 3.1499 | 3.1499 | 3.1499 | 1.8015 | 1.836 | 1.836 | 2.0298 | 2.2796 | 2.2796
2024-11-29 | 0.93511 | 1.0931 | 2.1426 | 3.1499 | 3.1499 | 3.1499 | 1.4924 | 1.5209 | 1.5209 | 1.6814 | 1.8884 | 1.8884
2024-11-29 01:00 | 0.83206 | 0.97261 | 1.9064 | 2.8028 | 2.8028 | 2.8028 | 1.416 | 1.4431 | 1.4431 | 1.5954 | 1.7918 | 1.7918
2024-11-29 02:00 | 0.78626 | 0.91907 | 1.8015 | 2.6485 | 2.6485 | 2.6485 | 1.374 | 1.4003 | 1.4003 | 1.5481 | 1.7386 | 1.7386
2024-11-29 03:00 | 0.78626 | 0.91907 | 1.8015 | 2.6485 | 2.6485 | 2.6485 | 1.3282 | 1.3536 | 1.3536 | 1.4965 | 1.6807 | 1.6807
2024-11-29 04:00 | 0.84351 | 0.98599 | 1.9327 | 2.8414 | 2.8414 | 2.8414 | 1.3397 | 1.3653 | 1.3653 | 1.5094 | 1.6952 | 1.6952
2024-11-29 05:00 | 0.87405 | 1.0217 | 2.0026 | 2.9442 | 2.9442 | 2.9442 | 1.4962 | 1.5248 | 1.5248 | 1.6857 | 1.8932 | 1.8932
2024-11-29 06:00 | 1.0076 | 1.1778 | 2.3087 | 3.3942 | 3.3942 | 3.3942 | 1.6679 | 1.6998 | 1.6998 | 1.8793 | 2.1105 | 2.1105
2024-11-29 07:00 | 1.1145 | 1.3028 | 2.5536 | 3.7542 | 3.7542 | 3.7542 | 1.7634 | 1.7971 | 1.7971 | 1.9868 | 2.2313 | 2.2313
2024-11-29 08:00 | 1.2137 | 1.4188 | 2.781 | 4.0885 | 4.0885 | 4.0885 | 2.2977 | 2.3417 | 2.3417 | 2.5888 | 2.9074 | 2.9074
2024-11-29 09:00 | 1.2557 | 1.4678 | 2.8772 | 4.2299 | 4.2299 | 4.2299 | 2.0687 | 2.1083 | 2.1083 | 2.3308 | 2.6176 | 2.6176
2024-11-29 10:00 | 1.3359 | 1.5615 | 3.0608 | 4.4999 | 4.4999 | 4.4999 | 2.0382 | 2.0771 | 2.0771 | 2.2964 | 2.579 | 2.579
2024-11-29 11:00 | 1.4046 | 1.6418 | 3.2182 | 4.7313 | 4.7313 | 4.7313 | 2.1985 | 2.2405 | 2.2405 | 2.477 | 2.7818 | 2.7818
2024-11-29 12:00 | 1.3397 | 1.566 | 3.0696 | 4.5128 | 4.5128 | 4.5128 | 2.2824 | 2.3261 | 2.3261 | 2.5716 | 2.8881 | 2.8881
2024-11-29 13:00 | 1.4046 | 1.6418 | 3.2182 | 4.7313 | 4.7313 | 4.7313 | 2.3092 | 2.3533 | 2.3533 | 2.6017 | 2.9219 | 2.9219
2024-11-29 14:00 | 1.3244 | 1.5481 | 3.0346 | 4.4613 | 4.4613 | 4.4613 | 2.0305 | 2.0694 | 2.0694 | 2.2878 | 2.5693 | 2.5693
2024-11-29 15:00 | 1.2557 | 1.4678 | 2.8772 | 4.2299 | 4.2299 | 4.2299 | 2.1412 | 2.1822 | 2.1822 | 2.4125 | 2.7094 | 2.7094
2024-11-29 16:00 | 1.2023 | 1.4054 | 2.7547 | 4.0499 | 4.0499 | 4.0499 | 2.0115 | 2.0499 | 2.0499 | 2.2663 | 2.5452 | 2.5452
2024-11-29 17:00 | 1.1985 | 1.4009 | 2.746 | 4.0371 | 4.0371 | 4.0371 | 2.1031 | 2.1433 | 2.1433 | 2.3695 | 2.6611 | 2.6611
2024-11-29 18:00 | 1.2176 | 1.4232 | 2.7897 | 4.1014 | 4.1014 | 4.1014 | 2.0191 | 2.0577 | 2.0577 | 2.2749 | 2.5548 | 2.5548
2024-11-29 19:00 | 1.2176 | 1.4232 | 2.7897 | 4.1014 | 4.1014 | 4.1014 | 1.9008 | 1.9371 | 1.9371 | 2.1416 | 2.4051 | 2.4051
2024-11-29 20:00 | 1.1298 | 1.3206 | 2.5886 | 3.8056 | 3.8056 | 3.8056 | 1.9847 | 2.0227 | 2.0227 | 2.2362 | 2.5114 | 2.5114
2024-11-29 21:00 | 1.1298 | 1.3206 | 2.5886 | 3.8056 | 3.8056 | 3.8056 | 1.9847 | 2.0227 | 2.0227 | 2.2362 | 2.5114 | 2.5114
2024-11-29 22:00 | 0.9771 | 1.1421 | 2.2388 | 3.2914 | 3.2914 | 3.2914 | 1.6565 | 1.6882 | 1.6882 | 1.8664 | 2.096 | 2.096
2024-11-29 23:00 | 0.9771 | 1.1421 | 2.2388 | 3.2914 | 3.2914 | 3.2914 | 1.645 | 1.6765 | 1.6765 | 1.8535 | 2.0815 | 2.0815
2024-11-30 | 0.88168 | 1.0306 | 2.0201 | 2.9699 | 2.9699 | 2.9699 | 1.5344 | 1.5637 | 1.5637 | 1.7287 | 1.9415 | 1.9415
2024-11-30 01:00 | 0.81298 | 0.9503 | 1.8627 | 2.7385 | 2.7385 | 2.7385 | 1.3206 | 1.3459 | 1.3459 | 1.4879 | 1.671 | 1.671
2024-11-30 02:00 | 0.75954 | 0.88784 | 1.7403 | 2.5585 | 2.5585 | 2.5585 | 1.2824 | 1.307 | 1.307 | 1.4449 | 1.6227 | 1.6227
2024-11-30 03:00 | 0.75954 | 0.88784 | 1.7403 | 2.5585 | 2.5585 | 2.5585 | 1.2443 | 1.2681 | 1.2681 | 1.4019 | 1.5744 | 1.5744
2024-11-30 04:00 | 0.72519 | 0.84768 | 1.6616 | 2.4428 | 2.4428 | 2.4428 | 1.2061 | 1.2292 | 1.2292 | 1.3589 | 1.5261 | 1.5261
2024-11-30 05:00 | 0.80153 | 0.93691 | 1.8365 | 2.7 | 2.7 | 2.7 | 1.2557 | 1.2797 | 1.2797 | 1.4148 | 1.5889 | 1.5889
2024-11-30 06:00 | 0.86641 | 1.0128 | 1.9852 | 2.9185 | 2.9185 | 2.9185 | 1.3435 | 1.3692 | 1.3692 | 1.5137 | 1.7 | 1.7
2024-11-30 07:00 | 0.91985 | 1.0752 | 2.1076 | 3.0985 | 3.0985 | 3.0985 | 1.6603 | 1.6921 | 1.6921 | 1.8707 | 2.1009 | 2.1009
2024-11-30 08:00 | 1.0458 | 1.2224 | 2.3962 | 3.5228 | 3.5228 | 3.5228 | 1.9008 | 1.9371 | 1.9371 | 2.1416 | 2.4051 | 2.4051
2024-11-30 09:00 | 1.145 | 1.3384 | 2.6235 | 3.8571 | 3.8571 | 3.8571 | 1.9504 | 1.9877 | 1.9877 | 2.1975 | 2.4679 | 2.4679
2024-11-30 10:00 | 1.1489 | 1.3429 | 2.6323 | 3.8699 | 3.8699 | 3.8699 | 1.9847 | 2.0227 | 2.0227 | 2.2362 | 2.5114 | 2.5114
2024-11-30 11:00 | 1.3931 | 1.6284 | 3.192 | 4.6928 | 4.6928 | 4.6928 | 2.126 | 2.1666 | 2.1666 | 2.3953 | 2.6901 | 2.6901
2024-11-30 12:00 | 1.3702 | 1.6017 | 3.1395 | 4.6156 | 4.6156 | 4.6156 | 1.9771 | 2.0149 | 2.0149 | 2.2276 | 2.5017 | 2.5017
2024-11-30 13:00 | 1.1221 | 1.3117 | 2.5711 | 3.7799 | 3.7799 | 3.7799 | 1.874 | 1.9099 | 1.9099 | 2.1115 | 2.3713 | 2.3713
2024-11-30 14:00 | 1.1412 | 1.334 | 2.6148 | 3.8442 | 3.8442 | 3.8442 | 1.8244 | 1.8593 | 1.8593 | 2.0556 | 2.3085 | 2.3085
2024-11-30 15:00 | 1.0954 | 1.2804 | 2.5099 | 3.6899 | 3.6899 | 3.6899 | 1.8359 | 1.871 | 1.871 | 2.0685 | 2.323 | 2.323
2024-11-30 16:00 | 0.99618 | 1.1644 | 2.2825 | 3.3557 | 3.3557 | 3.3557 | 1.8588 | 1.8943 | 1.8943 | 2.0943 | 2.352 | 2.352
2024-11-30 17:00 | 1.0916 | 1.276 | 2.5011 | 3.6771 | 3.6771 | 3.6771 | 1.7939 | 1.8282 | 1.8282 | 2.0212 | 2.2699 | 2.2699
2024-11-30 18:00 | 1.0305 | 1.2046 | 2.3612 | 3.4714 | 3.4714 | 3.4714 | 1.9885 | 2.0266 | 2.0266 | 2.2405 | 2.5162 | 2.5162
2024-11-30 19:00 | 1.1069 | 1.2938 | 2.5361 | 3.7285 | 3.7285 | 3.7285 | 1.9351 | 1.9721 | 1.9721 | 2.1803 | 2.4486 | 2.4486
2024-11-30 20:00 | 1.0802 | 1.2626 | 2.4749 | 3.6385 | 3.6385 | 3.6385 | 1.8817 | 1.9177 | 1.9177 | 2.1201 | 2.381 | 2.381
2024-11-30 21:00 | 1.0954 | 1.2804 | 2.5099 | 3.6899 | 3.6899 | 3.6899 | 1.6527 | 1.6843 | 1.6843 | 1.8621 | 2.0912 | 2.0912
2024-11-30 22:00 | 0.92366 | 1.0797 | 2.1163 | 3.1114 | 3.1114 | 3.1114 | 1.6069 | 1.6376 | 1.6376 | 1.8105 | 2.0332 | 2.0332
2024-11-30 23:00 | 0.89313 | 1.044 | 2.0464 | 3.0085 | 3.0085 | 3.0085 | 1.5458 | 1.5754 | 1.5754 | 1.7417 | 1.956 | 1.956
2024-12-01 | 0.8855 | 1.0351 | 2.0289 | 2.9828 | 2.9828 | 2.9828 | 1.5076 | 1.5365 | 1.5365 | 1.6986 | 1.9077 | 1.9077
2024-12-01 01:00 | 0.76718 | 0.89676 | 1.7578 | 2.5842 | 2.5842 | 2.5842 | 1.3321 | 1.3575 | 1.3575 | 1.5008 | 1.6855 | 1.6855
2024-12-01 02:00 | 0.74427 | 0.86999 | 1.7053 | 2.5071 | 2.5071 | 2.5071 | 1.3015 | 1.3264 | 1.3264 | 1.4664 | 1.6469 | 1.6469
2024-12-01 03:00 | 0.74427 | 0.86999 | 1.7053 | 2.5071 | 2.5071 | 2.5071 | 1.2634 | 1.2875 | 1.2875 | 1.4234 | 1.5986 | 1.5986
2024-12-01 04:00 | 0.78244 | 0.91461 | 1.7928 | 2.6357 | 2.6357 | 2.6357 | 1.2634 | 1.2875 | 1.2875 | 1.4234 | 1.5986 | 1.5986
2024-12-01 05:00 | 0.72137 | 0.84322 | 1.6528 | 2.43 | 2.43 | 2.43 | 1.2405 | 1.2642 | 1.2642 | 1.3976 | 1.5696 | 1.5696
2024-12-01 06:00 | 0.71374 | 0.8343 | 1.6353 | 2.4042 | 2.4042 | 2.4042 | 1.3282 | 1.3536 | 1.3536 | 1.4965 | 1.6807 | 1.6807
2024-12-01 07:00 | 0.85878 | 1.0038 | 1.9677 | 2.8928 | 2.8928 | 2.8928 | 1.4656 | 1.4937 | 1.4937 | 1.6513 | 1.8546 | 1.8546
2024-12-01 08:00 | 0.8855 | 1.0351 | 2.0289 | 2.9828 | 2.9828 | 2.9828 | 1.6718 | 1.7037 | 1.7037 | 1.8836 | 2.1154 | 2.1154
2024-12-01 09:00 | 0.94656 | 1.1065 | 2.1688 | 3.1885 | 3.1885 | 3.1885 | 1.8168 | 1.8515 | 1.8515 | 2.047 | 2.2989 | 2.2989
2024-12-01 10:00 | 0.83206 | 0.97261 | 1.9064 | 2.8028 | 2.8028 | 2.8028 | 1.0344 | 1.0541 | 1.0541 | 1.1654 | 1.3088 | 1.3088
2024-12-01 11:00 | 0.84351 | 0.98599 | 1.9327 | 2.8414 | 2.8414 | 2.8414 | 1.1794 | 1.2019 | 1.2019 | 1.3288 | 1.4923 | 1.4923
2024-12-01 12:00 | 0.8855 | 1.0351 | 2.0289 | 2.9828 | 2.9828 | 2.9828 | 0.96565 | 0.98412 | 0.98412 | 1.088 | 1.2219 | 1.2219
2024-12-01 13:00 | 1.1183 | 1.3072 | 2.5623 | 3.7671 | 3.7671 | 3.7671 | 1.6985 | 1.731 | 1.731 | 1.9137 | 2.1492 | 2.1492
2024-12-01 14:00 | 0.99237 | 1.16 | 2.2737 | 3.3428 | 3.3428 | 3.3428 | 1.7137 | 1.7465 | 1.7465 | 1.9309 | 2.1685 | 2.1685
2024-12-01 15:00 | 1.0649 | 1.2448 | 2.4399 | 3.5871 | 3.5871 | 3.5871 | 1.8397 | 1.8749 | 1.8749 | 2.0728 | 2.3279 | 2.3279
2024-12-01 16:00 | 0.83969 | 0.98153 | 1.9239 | 2.8285 | 2.8285 | 2.8285 | 1.1298 | 1.1514 | 1.1514 | 1.2729 | 1.4296 | 1.4296
2024-12-01 17:00 | 0.94656 | 1.1065 | 2.1688 | 3.1885 | 3.1885 | 3.1885 | 1.3855 | 1.412 | 1.412 | 1.561 | 1.7531 | 1.7531
2024-12-01 18:00 | 1.0573 | 1.2358 | 2.4224 | 3.5614 | 3.5614 | 3.5614 | 1.8931 | 1.9293 | 1.9293 | 2.133 | 2.3955 | 2.3955
2024-12-01 19:00 | 1.0076 | 1.1778 | 2.3087 | 3.3942 | 3.3942 | 3.3942 | 1.9198 | 1.9566 | 1.9566 | 2.1631 | 2.4293 | 2.4293
2024-12-01 20:00 | 1.0076 | 1.1778 | 2.3087 | 3.3942 | 3.3942 | 3.3942 | 1.8206 | 1.8554 | 1.8554 | 2.0513 | 2.3037 | 2.3037
2024-12-01 21:00 | 0.98092 | 1.1466 | 2.2475 | 3.3042 | 3.3042 | 3.3042 | 1.7099 | 1.7426 | 1.7426 | 1.9266 | 2.1636 | 2.1636
2024-12-01 22:00 | 0.91603 | 1.0708 | 2.0988 | 3.0857 | 3.0857 | 3.0857 | 1.6565 | 1.6882 | 1.6882 | 1.8664 | 2.096 | 2.096
2024-12-01 23:00 | 0.91603 | 1.0708 | 2.0988 | 3.0857 | 3.0857 | 3.0857 | 1.5382 | 1.5676 | 1.5676 | 1.733 | 1.9463 | 1.9463
2024-12-02 | 0.88931 | 1.0395 | 2.0376 | 2.9957 | 2.9957 | 2.9957 | 1.3931 | 1.4198 | 1.4198 | 1.5696 | 1.7628 | 1.7628
2024-12-02 01:00 | 0.80153 | 0.93691 | 1.8365 | 2.7 | 2.7 | 2.7 | 1.3359 | 1.3614 | 1.3614 | 1.5051 | 1.6903 | 1.6903
2024-12-02 02:00 | 0.75573 | 0.88338 | 1.7315 | 2.5457 | 2.5457 | 2.5457 | 1.2328 | 1.2564 | 1.2564 | 1.389 | 1.56 | 1.56
2024-12-02 03:00 | 0.68702 | 0.80307 | 1.5741 | 2.3142 | 2.3142 | 2.3142 | 1.2328 | 1.2564 | 1.2564 | 1.389 | 1.56 | 1.56
2024-12-02 04:00 | 0.68702 | 0.80307 | 1.5741 | 2.3142 | 2.3142 | 2.3142 | 1.2176 | 1.2408 | 1.2408 | 1.3718 | 1.5406 | 1.5406
2024-12-02 05:00 | 0.75954 | 0.88784 | 1.7403 | 2.5585 | 2.5585 | 2.5585 | 1.3855 | 1.412 | 1.412 | 1.561 | 1.7531 | 1.7531
2024-12-02 06:00 | 1.0763 | 1.2581 | 2.4661 | 3.6256 | 3.6256 | 3.6256 | 1.6336 | 1.6648 | 1.6648 | 1.8406 | 2.0671 | 2.0671
2024-12-02 07:00 | 1.0763 | 1.2581 | 2.4661 | 3.6256 | 3.6256 | 3.6256 | 1.7481 | 1.7815 | 1.7815 | 1.9696 | 2.2119 | 2.2119
2024-12-02 08:00 | 1.0725 | 1.2537 | 2.4574 | 3.6128 | 3.6128 | 3.6128 | 1.5191 | 1.5481 | 1.5481 | 1.7115 | 1.9222 | 1.9222
2024-12-02 09:00 | 0.96183 | 1.1243 | 2.2038 | 3.2399 | 3.2399 | 3.2399 | 1.0382 | 1.058 | 1.058 | 1.1697 | 1.3136 | 1.3136
2024-12-02 10:00 | 0.83588 | 0.97707 | 1.9152 | 2.8157 | 2.8157 | 2.8157 | 0.64122 | 0.65348 | 0.65348 | 0.72246 | 0.81137 | 0.81137
2024-12-02 11:00 | 1.1031 | 1.2894 | 2.5274 | 3.7156 | 3.7156 | 3.7156 | 1.2863 | 1.3109 | 1.3109 | 1.4492 | 1.6276 | 1.6276
2024-12-02 12:00 | 1.1107 | 1.2983 | 2.5448 | 3.7414 | 3.7414 | 3.7414 | 1.1145 | 1.1358 | 1.1358 | 1.2557 | 1.4102 | 1.4102
2024-12-02 13:00 | 0.92366 | 1.0797 | 2.1163 | 3.1114 | 3.1114 | 3.1114 | 0.77481 | 0.78963 | 0.78963 | 0.87298 | 0.9804 | 0.9804
2024-12-02 14:00 | 1.084 | 1.2671 | 2.4836 | 3.6514 | 3.6514 | 3.6514 | 0.92366 | 0.94133 | 0.94133 | 1.0407 | 1.1688 | 1.1688
2024-12-02 15:00 | 1.3511 | 1.5794 | 3.0958 | 4.5513 | 4.5513 | 4.5513 | 1.5687 | 1.5987 | 1.5987 | 1.7675 | 1.985 | 1.985
2024-12-02 16:00 | 1.3588 | 1.5883 | 3.1133 | 4.5771 | 4.5771 | 4.5771 | 2.2328 | 2.2755 | 2.2755 | 2.5157 | 2.8253 | 2.8253
2024-12-02 17:00 | 1.5076 | 1.7623 | 3.4543 | 5.0785 | 5.0785 | 5.0785 | 2.4962 | 2.5439 | 2.5439 | 2.8124 | 3.1585 | 3.1585
2024-12-02 18:00 | 1.4618 | 1.7088 | 3.3494 | 4.9242 | 4.9242 | 4.9242 | 2.5534 | 2.6023 | 2.6023 | 2.8769 | 3.231 | 3.231
2024-12-02 19:00 | 1.5 | 1.7534 | 3.4368 | 5.0528 | 5.0528 | 5.0528 | 2.4466 | 2.4934 | 2.4934 | 2.7565 | 3.0958 | 3.0958
2024-12-02 20:00 | 1.3397 | 1.566 | 3.0696 | 4.5128 | 4.5128 | 4.5128 | 2.3321 | 2.3767 | 2.3767 | 2.6275 | 2.9509 | 2.9509
2024-12-02 21:00 | 1.1107 | 1.2983 | 2.5448 | 3.7414 | 3.7414 | 3.7414 | 2.0763 | 2.116 | 2.116 | 2.3394 | 2.6273 | 2.6273
2024-12-02 22:00 | 1.0802 | 1.2626 | 2.4749 | 3.6385 | 3.6385 | 3.6385 | 2.0115 | 2.0499 | 2.0499 | 2.2663 | 2.5452 | 2.5452
2024-12-02 23:00 | 0.98473 | 1.1511 | 2.2563 | 3.3171 | 3.3171 | 3.3171 | 1.5954 | 1.6259 | 1.6259 | 1.7976 | 2.0188 | 2.0188
2024-12-03 | 0.91603 | 1.0708 | 2.0988 | 3.0857 | 3.0857 | 3.0857 | 1.4351 | 1.4626 | 1.4626 | 1.6169 | 1.8159 | 1.8159
2024-12-03 01:00 | 0.77099 | 0.90122 | 1.7665 | 2.5971 | 2.5971 | 2.5971 | 1.3053 | 1.3303 | 1.3303 | 1.4707 | 1.6517 | 1.6517
2024-12-03 02:00 | 0.79008 | 0.92353 | 1.8102 | 2.6614 | 2.6614 | 2.6614 | 1.2824 | 1.307 | 1.307 | 1.4449 | 1.6227 | 1.6227
2024-12-03 03:00 | 0.76336 | 0.8923 | 1.749 | 2.5714 | 2.5714 | 2.5714 | 1.2672 | 1.2914 | 1.2914 | 1.4277 | 1.6034 | 1.6034
2024-12-03 04:00 | 0.82824 | 0.96814 | 1.8977 | 2.7899 | 2.7899 | 2.7899 | 1.2672 | 1.2914 | 1.2914 | 1.4277 | 1.6034 | 1.6034
2024-12-03 05:00 | 0.82824 | 0.96814 | 1.8977 | 2.7899 | 2.7899 | 2.7899 | 1.5115 | 1.5404 | 1.5404 | 1.7029 | 1.9125 | 1.9125
2024-12-03 06:00 | 1.042 | 1.218 | 2.3874 | 3.5099 | 3.5099 | 3.5099 | 1.7939 | 1.8282 | 1.8282 | 2.0212 | 2.2699 | 2.2699
2024-12-03 07:00 | 1.187 | 1.3875 | 2.7197 | 3.9985 | 3.9985 | 3.9985 | 2.126 | 2.1666 | 2.1666 | 2.3953 | 2.6901 | 2.6901
2024-12-03 08:00 | 1.2901 | 1.508 | 2.9559 | 4.3456 | 4.3456 | 4.3456 | 2.4198 | 2.4661 | 2.4661 | 2.7264 | 3.0619 | 3.0619
2024-12-03 09:00 | 1.2824 | 1.4991 | 2.9384 | 4.3199 | 4.3199 | 4.3199 | 2.2748 | 2.3183 | 2.3183 | 2.563 | 2.8784 | 2.8784
2024-12-03 10:00 | 1.4084 | 1.6463 | 3.227 | 4.7442 | 4.7442 | 4.7442 | 2.3626 | 2.4078 | 2.4078 | 2.6619 | 2.9895 | 2.9895
2024-12-03 11:00 | 1.3779 | 1.6106 | 3.157 | 4.6413 | 4.6413 | 4.6413 | 2.2824 | 2.3261 | 2.3261 | 2.5716 | 2.8881 | 2.8881
2024-12-03 12:00 | 1.3702 | 1.6017 | 3.1395 | 4.6156 | 4.6156 | 4.6156 | 2.2099 | 2.2522 | 2.2522 | 2.4899 | 2.7963 | 2.7963
2024-12-03 13:00 | 1.4237 | 1.6641 | 3.2619 | 4.7956 | 4.7956 | 4.7956 | 2.313 | 2.3572 | 2.3572 | 2.606 | 2.9267 | 2.9267
2024-12-03 14:00 | 1.2061 | 1.4098 | 2.7635 | 4.0628 | 4.0628 | 4.0628 | 2.1183 | 2.1588 | 2.1588 | 2.3867 | 2.6804 | 2.6804
2024-12-03 15:00 | 1.2023 | 1.4054 | 2.7547 | 4.0499 | 4.0499 | 4.0499 | 1.9198 | 1.9566 | 1.9566 | 2.1631 | 2.4293 | 2.4293
2024-12-03 16:00 | 1.1908 | 1.392 | 2.7285 | 4.0114 | 4.0114 | 4.0114 | 1.916 | 1.9527 | 1.9527 | 2.1588 | 2.4244 | 2.4244
2024-12-03 17:00 | 1.3092 | 1.5303 | 2.9996 | 4.4099 | 4.4099 | 4.4099 | 2.0916 | 2.1316 | 2.1316 | 2.3566 | 2.6466 | 2.6466
2024-12-03 18:00 | 1.4198 | 1.6597 | 3.2532 | 4.7828 | 4.7828 | 4.7828 | 2.1031 | 2.1433 | 2.1433 | 2.3695 | 2.6611 | 2.6611
2024-12-03 19:00 | 1.4198 | 1.6597 | 3.2532 | 4.7828 | 4.7828 | 4.7828 | 2.3626 | 2.4078 | 2.4078 | 2.6619 | 2.9895 | 2.9895
2024-12-03 20:00 | 1.2901 | 1.508 | 2.9559 | 4.3456 | 4.3456 | 4.3456 | 2.3588 | 2.4039 | 2.4039 | 2.6576 | 2.9847 | 2.9847
2024-12-03 21:00 | 1.187 | 1.3875 | 2.7197 | 3.9985 | 3.9985 | 3.9985 | 2.2214 | 2.2639 | 2.2639 | 2.5028 | 2.8108 | 2.8108
2024-12-03 22:00 | 1.0725 | 1.2537 | 2.4574 | 3.6128 | 3.6128 | 3.6128 | 1.9008 | 1.9371 | 1.9371 | 2.1416 | 2.4051 | 2.4051
2024-12-03 23:00 | 0.96947 | 1.1332 | 2.2213 | 3.2657 | 3.2657 | 3.2657 | 1.6908 | 1.7232 | 1.7232 | 1.9051 | 2.1395 | 2.1395
2024-12-04 | 0.90076 | 1.0529 | 2.0639 | 3.0342 | 3.0342 | 3.0342 | 1.5534 | 1.5831 | 1.5831 | 1.7503 | 1.9656 | 1.9656
2024-12-04 01:00 | 0.85115 | 0.99491 | 1.9502 | 2.8671 | 2.8671 | 2.8671 | 1.3702 | 1.3964 | 1.3964 | 1.5438 | 1.7338 | 1.7338
2024-12-04 02:00 | 0.77099 | 0.90122 | 1.7665 | 2.5971 | 2.5971 | 2.5971 | 1.3053 | 1.3303 | 1.3303 | 1.4707 | 1.6517 | 1.6517
2024-12-04 03:00 | 0.77481 | 0.90568 | 1.7753 | 2.61 | 2.61 | 2.61 | 1.3053 | 1.3303 | 1.3303 | 1.4707 | 1.6517 | 1.6517
2024-12-04 04:00 | 0.77481 | 0.90568 | 1.7753 | 2.61 | 2.61 | 2.61 | 1.2939 | 1.3186 | 1.3186 | 1.4578 | 1.6372 | 1.6372
2024-12-04 05:00 | 0.84351 | 0.98599 | 1.9327 | 2.8414 | 2.8414 | 2.8414 | 1.4389 | 1.4664 | 1.4664 | 1.6212 | 1.8207 | 1.8207
2024-12-04 06:00 | 1.0687 | 1.2492 | 2.4486 | 3.5999 | 3.5999 | 3.5999 | 1.7405 | 1.7737 | 1.7737 | 1.961 | 2.2023 | 2.2023
2024-12-04 07:00 | 1.1489 | 1.3429 | 2.6323 | 3.8699 | 3.8699 | 3.8699 | 1.9351 | 1.9721 | 1.9721 | 2.1803 | 2.4486 | 2.4486
2024-12-04 08:00 | 1.2137 | 1.4188 | 2.781 | 4.0885 | 4.0885 | 4.0885 | 2.0687 | 2.1083 | 2.1083 | 2.3308 | 2.6176 | 2.6176
2024-12-04 09:00 | 1.1603 | 1.3563 | 2.6585 | 3.9085 | 3.9085 | 3.9085 | 2.1183 | 2.1588 | 2.1588 | 2.3867 | 2.6804 | 2.6804
2024-12-04 10:00 | 1.5305 | 1.7891 | 3.5068 | 5.1556 | 5.1556 | 5.1556 | 1.8969 | 1.9332 | 1.9332 | 2.1373 | 2.4003 | 2.4003
2024-12-04 11:00 | 1.4733 | 1.7221 | 3.3756 | 4.9628 | 4.9628 | 4.9628 | 1.6374 | 1.6687 | 1.6687 | 1.8449 | 2.0719 | 2.0719
2024-12-04 12:00 | 1.5382 | 1.798 | 3.5243 | 5.1813 | 5.1813 | 5.1813 | 2.3397 | 2.3844 | 2.3844 | 2.6361 | 2.9605 | 2.9605
2024-12-04 13:00 | 1.6336 | 1.9095 | 3.7429 | 5.5028 | 5.5028 | 5.5028 | 2.229 | 2.2716 | 2.2716 | 2.5114 | 2.8205 | 2.8205
2024-12-04 14:00 | 1.6183 | 1.8917 | 3.7079 | 5.4513 | 5.4513 | 5.4513 | 2.5725 | 2.6217 | 2.6217 | 2.8984 | 3.2551 | 3.2551
2024-12-04 15:00 | 1.8244 | 2.1326 | 4.1802 | 6.1456 | 6.1456 | 6.1456 | 3.187 | 3.248 | 3.248 | 3.5908 | 4.0327 | 4.0327
2024-12-04 16:00 | 1.8588 | 2.1727 | 4.2589 | 6.2613 | 6.2613 | 6.2613 | 3.1489 | 3.2091 | 3.2091 | 3.5478 | 3.9844 | 3.9844
2024-12-04 17:00 | 1.7977 | 2.1014 | 4.119 | 6.0556 | 6.0556 | 6.0556 | 2.9504 | 3.0068 | 3.0068 | 3.3242 | 3.7333 | 3.7333
2024-12-04 18:00 | 1.6145 | 1.8872 | 3.6992 | 5.4385 | 5.4385 | 5.4385 | 2.6718 | 2.7229 | 2.7229 | 3.0103 | 3.3807 | 3.3807
2024-12-04 19:00 | 1.4046 | 1.6418 | 3.2182 | 4.7313 | 4.7313 | 4.7313 | 2.2977 | 2.3417 | 2.3417 | 2.5888 | 2.9074 | 2.9074
2024-12-04 20:00 | 1.271 | 1.4857 | 2.9121 | 4.2814 | 4.2814 | 4.2814 | 2.1641 | 2.2055 | 2.2055 | 2.4383 | 2.7384 | 2.7384
2024-12-04 21:00 | 1.1336 | 1.3251 | 2.5973 | 3.8185 | 3.8185 | 3.8185 | 1.9275 | 1.9643 | 1.9643 | 2.1717 | 2.4389 | 2.4389
2024-12-04 22:00 | 1.0191 | 1.1912 | 2.335 | 3.4328 | 3.4328 | 3.4328 | 1.8168 | 1.8515 | 1.8515 | 2.047 | 2.2989 | 2.2989
2024-12-04 23:00 | 0.9084 | 1.0618 | 2.0813 | 3.0599 | 3.0599 | 3.0599 | 1.542 | 1.5715 | 1.5715 | 1.7373 | 1.9511 | 1.9511
2024-12-05 | 0.86641 | 1.0128 | 1.9852 | 2.9185 | 2.9185 | 2.9185 | 1.4504 | 1.4781 | 1.4781 | 1.6341 | 1.8352 | 1.8352
2024-12-05 01:00 | 0.77863 | 0.91014 | 1.784 | 2.6228 | 2.6228 | 2.6228 | 1.3397 | 1.3653 | 1.3653 | 1.5094 | 1.6952 | 1.6952
2024-12-05 02:00 | 0.77863 | 0.91014 | 1.784 | 2.6228 | 2.6228 | 2.6228 | 1.2176 | 1.2408 | 1.2408 | 1.3718 | 1.5406 | 1.5406
2024-12-05 03:00 | 0.73664 | 0.86107 | 1.6878 | 2.4814 | 2.4814 | 2.4814 | 1.2977 | 1.3225 | 1.3225 | 1.4621 | 1.6421 | 1.6421
2024-12-05 04:00 | 0.78626 | 0.91907 | 1.8015 | 2.6485 | 2.6485 | 2.6485 | 1.2176 | 1.2408 | 1.2408 | 1.3718 | 1.5406 | 1.5406
2024-12-05 05:00 | 0.84733 | 0.99045 | 1.9414 | 2.8542 | 2.8542 | 2.8542 | 1.4809 | 1.5092 | 1.5092 | 1.6685 | 1.8739 | 1.8739
2024-12-05 06:00 | 0.95802 | 1.1198 | 2.195 | 3.2271 | 3.2271 | 3.2271 | 1.729 | 1.7621 | 1.7621 | 1.9481 | 2.1878 | 2.1878
2024-12-05 07:00 | 1.1641 | 1.3608 | 2.6673 | 3.9214 | 3.9214 | 3.9214 | 2.042 | 2.081 | 2.081 | 2.3007 | 2.5838 | 2.5838
2024-12-05 08:00 | 1.1298 | 1.3206 | 2.5886 | 3.8056 | 3.8056 | 3.8056 | 1.9504 | 1.9877 | 1.9877 | 2.1975 | 2.4679 | 2.4679
2024-12-05 09:00 | 1.2023 | 1.4054 | 2.7547 | 4.0499 | 4.0499 | 4.0499 | 1.8092 | 1.8438 | 1.8438 | 2.0384 | 2.2892 | 2.2892
2024-12-05 10:00 | 1.2137 | 1.4188 | 2.781 | 4.0885 | 4.0885 | 4.0885 | 1.7824 | 1.8165 | 1.8165 | 2.0083 | 2.2554 | 2.2554
2024-12-05 11:00 | 1.1756 | 1.3741 | 2.6935 | 3.9599 | 3.9599 | 3.9599 | 1.2023 | 1.2253 | 1.2253 | 1.3546 | 1.5213 | 1.5213
2024-12-05 12:00 | 1.1107 | 1.2983 | 2.5448 | 3.7414 | 3.7414 | 3.7414 | 1.3359 | 1.3614 | 1.3614 | 1.5051 | 1.6903 | 1.6903
2024-12-05 13:00 | 1.4504 | 1.6954 | 3.3232 | 4.8856 | 4.8856 | 4.8856 | 2.1374 | 2.1783 | 2.1783 | 2.4082 | 2.7046 | 2.7046
2024-12-05 14:00 | 1.584 | 1.8515 | 3.6292 | 5.3356 | 5.3356 | 5.3356 | 2.4847 | 2.5323 | 2.5323 | 2.7995 | 3.144 | 3.144
2024-12-05 15:00 | 1.687 | 1.972 | 3.8654 | 5.6828 | 5.6828 | 5.6828 | 2.8473 | 2.9018 | 2.9018 | 3.2081 | 3.6029 | 3.6029
2024-12-05 16:00 | 1.7939 | 2.0969 | 4.1102 | 6.0427 | 6.0427 | 6.0427 | 3.2137 | 3.2752 | 3.2752 | 3.6209 | 4.0665 | 4.0665
2024-12-05 17:00 | 1.7901 | 2.0924 | 4.1015 | 6.0299 | 6.0299 | 6.0299 | 3.0458 | 3.104 | 3.104 | 3.4317 | 3.854 | 3.854
2024-12-05 18:00 | 1.687 | 1.972 | 3.8654 | 5.6828 | 5.6828 | 5.6828 | 2.6908 | 2.7423 | 2.7423 | 3.0318 | 3.4048 | 3.4048
2024-12-05 19:00 | 1.6718 | 1.9541 | 3.8304 | 5.6313 | 5.6313 | 5.6313 | 2.7061 | 2.7579 | 2.7579 | 3.049 | 3.4242 | 3.4242
2024-12-05 20:00 | 1.5153 | 1.7712 | 3.4718 | 5.1042 | 5.1042 | 5.1042 | 2.6565 | 2.7073 | 2.7073 | 2.9931 | 3.3614 | 3.3614
2024-12-05 21:00 | 1.3817 | 1.6151 | 3.1657 | 4.6542 | 4.6542 | 4.6542 | 2.4962 | 2.5439 | 2.5439 | 2.8124 | 3.1585 | 3.1585
2024-12-05 22:00 | 1.1947 | 1.3964 | 2.7372 | 4.0242 | 4.0242 | 4.0242 | 2.1794 | 2.2211 | 2.2211 | 2.4555 | 2.7577 | 2.7577
2024-12-05 23:00 | 1.0458 | 1.2224 | 2.3962 | 3.5228 | 3.5228 | 3.5228 | 1.8206 | 1.8554 | 1.8554 | 2.0513 | 2.3037 | 2.3037
2024-12-06 | 0.98092 | 1.1466 | 2.2475 | 3.3042 | 3.3042 | 3.3042 | 1.6221 | 1.6532 | 1.6532 | 1.8277 | 2.0526 | 2.0526
2024-12-06 01:00 | 0.89313 | 1.044 | 2.0464 | 3.0085 | 3.0085 | 3.0085 | 1.4046 | 1.4314 | 1.4314 | 1.5825 | 1.7773 | 1.7773
2024-12-06 02:00 | 0.79008 | 0.92353 | 1.8102 | 2.6614 | 2.6614 | 2.6614 | 1.3511 | 1.377 | 1.377 | 1.5223 | 1.7097 | 1.7097
2024-12-06 03:00 | 0.77481 | 0.90568 | 1.7753 | 2.61 | 2.61 | 2.61 | 1.3511 | 1.377 | 1.377 | 1.5223 | 1.7097 | 1.7097
2024-12-06 04:00 | 0.78244 | 0.91461 | 1.7928 | 2.6357 | 2.6357 | 2.6357 | 1.3168 | 1.342 | 1.342 | 1.4836 | 1.6662 | 1.6662
2024-12-06 05:00 | 0.88931 | 1.0395 | 2.0376 | 2.9957 | 2.9957 | 2.9957 | 1.584 | 1.6143 | 1.6143 | 1.7847 | 2.0043 | 2.0043
2024-12-06 06:00 | 1.1107 | 1.2983 | 2.5448 | 3.7414 | 3.7414 | 3.7414 | 1.771 | 1.8049 | 1.8049 | 1.9954 | 2.2409 | 2.2409
2024-12-06 07:00 | 1.2901 | 1.508 | 2.9559 | 4.3456 | 4.3456 | 4.3456 | 2.1908 | 2.2327 | 2.2327 | 2.4684 | 2.7722 | 2.7722
2024-12-06 08:00 | 1.4046 | 1.6418 | 3.2182 | 4.7313 | 4.7313 | 4.7313 | 2.3931 | 2.4389 | 2.4389 | 2.6963 | 3.0281 | 3.0281
2024-12-06 09:00 | 1.3664 | 1.5972 | 3.1308 | 4.6028 | 4.6028 | 4.6028 | 2.0802 | 2.1199 | 2.1199 | 2.3437 | 2.6321 | 2.6321
2024-12-06 10:00 | 1.5496 | 1.8114 | 3.5505 | 5.2199 | 5.2199 | 5.2199 | 2.1221 | 2.1627 | 2.1627 | 2.391 | 2.6852 | 2.6852
2024-12-06 11:00 | 1.9084 | 2.2307 | 4.3726 | 6.4285 | 6.4285 | 6.4285 | 2.7824 | 2.8357 | 2.8357 | 3.135 | 3.5208 | 3.5208
2024-12-06 12:00 | 2.0229 | 2.3646 | 4.6349 | 6.8142 | 6.8142 | 6.8142 | 2.6145 | 2.6645 | 2.6645 | 2.9458 | 3.3083 | 3.3083
2024-12-06 13:00 | 2.1069 | 2.4627 | 4.8273 | 7.097 | 7.097 | 7.097 | 3.0305 | 3.0885 | 3.0885 | 3.4145 | 3.8347 | 3.8347
2024-12-06 14:00 | 1.9237 | 2.2486 | 4.4076 | 6.4799 | 6.4799 | 6.4799 | 3.1069 | 3.1663 | 3.1663 | 3.5005 | 3.9313 | 3.9313
2024-12-06 15:00 | 2.4122 | 2.8197 | 5.5269 | 8.1256 | 8.1256 | 8.1256 | 3.4771 | 3.5436 | 3.5436 | 3.9176 | 4.3997 | 4.3997
2024-12-06 16:00 | 2.5038 | 2.9267 | 5.7368 | 8.4341 | 8.4341 | 8.4341 | 3.9733 | 4.0493 | 4.0493 | 4.4767 | 5.0276 | 5.0276
2024-12-06 17:00 | 2.3053 | 2.6947 | 5.2821 | 7.7656 | 7.7656 | 7.7656 | 3.5534 | 3.6214 | 3.6214 | 4.0036 | 4.4963 | 4.4963
2024-12-06 18:00 | 2.3053 | 2.6947 | 5.2821 | 7.7656 | 7.7656 | 7.7656 | 3.5611 | 3.6292 | 3.6292 | 4.0122 | 4.506 | 4.506
2024-12-06 19:00 | 1.9466 | 2.2754 | 4.46 | 6.557 | 6.557 | 6.557 | 3.2023 | 3.2635 | 3.2635 | 3.608 | 4.052 | 4.052
2024-12-06 20:00 | 1.5916 | 1.8604 | 3.6467 | 5.3613 | 5.3613 | 5.3613 | 2.5229 | 2.5711 | 2.5711 | 2.8425 | 3.1923 | 3.1923
2024-12-06 21:00 | 1.3053 | 1.5258 | 2.9908 | 4.3971 | 4.3971 | 4.3971 | 2.3015 | 2.3455 | 2.3455 | 2.5931 | 2.9122 | 2.9122
2024-12-06 22:00 | 1.1298 | 1.3206 | 2.5886 | 3.8056 | 3.8056 | 3.8056 | 2.0076 | 2.046 | 2.046 | 2.262 | 2.5404 | 2.5404
2024-12-06 23:00 | 1.0763 | 1.2581 | 2.4661 | 3.6256 | 3.6256 | 3.6256 | 1.9656 | 2.0032 | 2.0032 | 2.2147 | 2.4872 | 2.4872
2024-12-07 | 0.98855 | 1.1555 | 2.265 | 3.3299 | 3.3299 | 3.3299 | 1.6641 | 1.6959 | 1.6959 | 1.875 | 2.1057 | 2.1057
2024-12-07 01:00 | 0.87786 | 1.0261 | 2.0114 | 2.9571 | 2.9571 | 2.9571 | 1.5191 | 1.5481 | 1.5481 | 1.7115 | 1.9222 | 1.9222
2024-12-07 02:00 | 0.86641 | 1.0128 | 1.9852 | 2.9185 | 2.9185 | 2.9185 | 1.416 | 1.4431 | 1.4431 | 1.5954 | 1.7918 | 1.7918
2024-12-07 03:00 | 0.82061 | 0.95922 | 1.8802 | 2.7642 | 2.7642 | 2.7642 | 1.3931 | 1.4198 | 1.4198 | 1.5696 | 1.7628 | 1.7628
2024-12-07 04:00 | 0.77481 | 0.90568 | 1.7753 | 2.61 | 2.61 | 2.61 | 1.3779 | 1.4042 | 1.4042 | 1.5524 | 1.7435 | 1.7435
2024-12-07 05:00 | 0.81298 | 0.9503 | 1.8627 | 2.7385 | 2.7385 | 2.7385 | 1.3893 | 1.4159 | 1.4159 | 1.5653 | 1.758 | 1.758
2024-12-07 06:00 | 0.88168 | 1.0306 | 2.0201 | 2.9699 | 2.9699 | 2.9699 | 1.4733 | 1.5015 | 1.5015 | 1.6599 | 1.8642 | 1.8642
2024-12-07 07:00 | 0.9542 | 1.1154 | 2.1863 | 3.2142 | 3.2142 | 3.2142 | 1.5534 | 1.5831 | 1.5831 | 1.7503 | 1.9656 | 1.9656
2024-12-07 08:00 | 1.0305 | 1.2046 | 2.3612 | 3.4714 | 3.4714 | 3.4714 | 1.7519 | 1.7854 | 1.7854 | 1.9739 | 2.2168 | 2.2168
2024-12-07 09:00 | 1.1183 | 1.3072 | 2.5623 | 3.7671 | 3.7671 | 3.7671 | 2.0687 | 2.1083 | 2.1083 | 2.3308 | 2.6176 | 2.6176
2024-12-07 10:00 | 1.229 | 1.4366 | 2.8159 | 4.1399 | 4.1399 | 4.1399 | 1.7824 | 1.8165 | 1.8165 | 2.0083 | 2.2554 | 2.2554
2024-12-07 11:00 | 1.3397 | 1.566 | 3.0696 | 4.5128 | 4.5128 | 4.5128 | 2.042 | 2.081 | 2.081 | 2.3007 | 2.5838 | 2.5838
2024-12-07 12:00 | 1.2939 | 1.5124 | 2.9646 | 4.3585 | 4.3585 | 4.3585 | 2.0267 | 2.0655 | 2.0655 | 2.2835 | 2.5645 | 2.5645
2024-12-07 13:00 | 1.3168 | 1.5392 | 3.0171 | 4.4356 | 4.4356 | 4.4356 | 2.0191 | 2.0577 | 2.0577 | 2.2749 | 2.5548 | 2.5548
2024-12-07 14:00 | 1.416 | 1.6552 | 3.2445 | 4.7699 | 4.7699 | 4.7699 | 1.4695 | 1.4976 | 1.4976 | 1.6556 | 1.8594 | 1.8594
2024-12-07 15:00 | 1.5 | 1.7534 | 3.4368 | 5.0528 | 5.0528 | 5.0528 | 2.1107 | 2.1511 | 2.1511 | 2.3781 | 2.6708 | 2.6708
2024-12-07 16:00 | 1.626 | 1.9006 | 3.7254 | 5.477 | 5.477 | 5.477 | 2.8893 | 2.9446 | 2.9446 | 3.2554 | 3.656 | 3.656
2024-12-07 17:00 | 1.5344 | 1.7935 | 3.5156 | 5.1685 | 5.1685 | 5.1685 | 2.8779 | 2.9329 | 2.9329 | 3.2425 | 3.6415 | 3.6415
2024-12-07 18:00 | 1.4847 | 1.7355 | 3.4019 | 5.0013 | 5.0013 | 5.0013 | 2.5267 | 2.575 | 2.575 | 2.8468 | 3.1972 | 3.1972
2024-12-07 19:00 | 1.4885 | 1.74 | 3.4106 | 5.0142 | 5.0142 | 5.0142 | 2.4122 | 2.4583 | 2.4583 | 2.7178 | 3.0523 | 3.0523
2024-12-07 20:00 | 1.4427 | 1.6864 | 3.3057 | 4.8599 | 4.8599 | 4.8599 | 2.4084 | 2.4545 | 2.4545 | 2.7135 | 3.0475 | 3.0475
2024-12-07 21:00 | 1.2824 | 1.4991 | 2.9384 | 4.3199 | 4.3199 | 4.3199 | 2.2786 | 2.3222 | 2.3222 | 2.5673 | 2.8833 | 2.8833
2024-12-07 22:00 | 1.1031 | 1.2894 | 2.5274 | 3.7156 | 3.7156 | 3.7156 | 1.9847 | 2.0227 | 2.0227 | 2.2362 | 2.5114 | 2.5114
2024-12-07 23:00 | 1.0344 | 1.2091 | 2.3699 | 3.4842 | 3.4842 | 3.4842 | 1.8435 | 1.8788 | 1.8788 | 2.0771 | 2.3327 | 2.3327
2024-12-08 | 1.0076 | 1.1778 | 2.3087 | 3.3942 | 3.3942 | 3.3942 | 1.5534 | 1.5831 | 1.5831 | 1.7503 | 1.9656 | 1.9656
2024-12-08 01:00 | 0.82061 | 0.95922 | 1.8802 | 2.7642 | 2.7642 | 2.7642 | 1.4695 | 1.4976 | 1.4976 | 1.6556 | 1.8594 | 1.8594
2024-12-08 02:00 | 0.82824 | 0.96814 | 1.8977 | 2.7899 | 2.7899 | 2.7899 | 1.374 | 1.4003 | 1.4003 | 1.5481 | 1.7386 | 1.7386
2024-12-08 03:00 | 0.76718 | 0.89676 | 1.7578 | 2.5842 | 2.5842 | 2.5842 | 1.3206 | 1.3459 | 1.3459 | 1.4879 | 1.671 | 1.671
2024-12-08 04:00 | 0.74046 | 0.86553 | 1.6966 | 2.4942 | 2.4942 | 2.4942 | 1.3015 | 1.3264 | 1.3264 | 1.4664 | 1.6469 | 1.6469
2024-12-08 05:00 | 0.72901 | 0.85215 | 1.6703 | 2.4557 | 2.4557 | 2.4557 | 1.3015 | 1.3264 | 1.3264 | 1.4664 | 1.6469 | 1.6469
2024-12-08 06:00 | 0.84733 | 0.99045 | 1.9414 | 2.8542 | 2.8542 | 2.8542 | 1.3397 | 1.3653 | 1.3653 | 1.5094 | 1.6952 | 1.6952
2024-12-08 07:00 | 0.76718 | 0.89676 | 1.7578 | 2.5842 | 2.5842 | 2.5842 | 1.2519 | 1.2758 | 1.2758 | 1.4105 | 1.5841 | 1.5841
2024-12-08 08:00 | 0.70992 | 0.82984 | 1.6266 | 2.3914 | 2.3914 | 2.3914 | 1.0229 | 1.0425 | 1.0425 | 1.1525 | 1.2943 | 1.2943
2024-12-08 09:00 | 0.64885 | 0.75845 | 1.4867 | 2.1857 | 2.1857 | 2.1857 | 0.64885 | 0.66126 | 0.66126 | 0.73106 | 0.82103 | 0.82103
2024-12-08 10:00 | 0.63359 | 0.74061 | 1.4517 | 2.1342 | 2.1342 | 2.1342 | 0.37023 | 0.37731 | 0.37731 | 0.41714 | 0.46847 | 0.46847
2024-12-08 11:00 | 0.71374 | 0.8343 | 1.6353 | 2.4042 | 2.4042 | 2.4042 | 0.20992 | 0.21394 | 0.21394 | 0.23652 | 0.26563 | 0.26563
2024-12-08 12:00 | 0.62214 | 0.72722 | 1.4255 | 2.0957 | 2.0957 | 2.0957 | 0.23282 | 0.23728 | 0.23728 | 0.26232 | 0.2946 | 0.2946
2024-12-08 13:00 | 0.65649 | 0.76738 | 1.5042 | 2.2114 | 2.2114 | 2.2114 | 0.36641 | 0.37342 | 0.37342 | 0.41284 | 0.46364 | 0.46364
2024-12-08 14:00 | 0.67557 | 0.78968 | 1.5479 | 2.2757 | 2.2757 | 2.2757 | 0.46183 | 0.47066 | 0.47066 | 0.52034 | 0.58438 | 0.58438
2024-12-08 15:00 | 0.81298 | 0.9503 | 1.8627 | 2.7385 | 2.7385 | 2.7385 | 0.62214 | 0.63404 | 0.63404 | 0.70096 | 0.78722 | 0.78722
2024-12-08 16:00 | 0.96183 | 1.1243 | 2.2038 | 3.2399 | 3.2399 | 3.2399 | 1.1336 | 1.1553 | 1.1553 | 1.2772 | 1.4344 | 1.4344
2024-12-08 17:00 | 1.1908 | 1.392 | 2.7285 | 4.0114 | 4.0114 | 4.0114 | 1.7824 | 1.8165 | 1.8165 | 2.0083 | 2.2554 | 2.2554
2024-12-08 18:00 | 1.2863 | 1.5035 | 2.9471 | 4.3328 | 4.3328 | 4.3328 | 1.9847 | 2.0227 | 2.0227 | 2.2362 | 2.5114 | 2.5114
2024-12-08 19:00 | 1.2328 | 1.4411 | 2.8247 | 4.1528 | 4.1528 | 4.1528 | 2.1412 | 2.1822 | 2.1822 | 2.4125 | 2.7094 | 2.7094
2024-12-08 20:00 | 1.145 | 1.3384 | 2.6235 | 3.8571 | 3.8571 | 3.8571 | 1.9427 | 1.9799 | 1.9799 | 2.1889 | 2.4582 | 2.4582
2024-12-08 21:00 | 1.126 | 1.3161 | 2.5798 | 3.7928 | 3.7928 | 3.7928 | 1.8779 | 1.9138 | 1.9138 | 2.1158 | 2.3761 | 2.3761
2024-12-08 22:00 | 1.0153 | 1.1868 | 2.3262 | 3.4199 | 3.4199 | 3.4199 | 1.7405 | 1.7737 | 1.7737 | 1.961 | 2.2023 | 2.2023
2024-12-08 23:00 | 0.92748 | 1.0841 | 2.1251 | 3.1242 | 3.1242 | 3.1242 | 1.7023 | 1.7348 | 1.7348 | 1.918 | 2.154 | 2.154
2024-12-09 | 0.90076 | 1.0529 | 2.0639 | 3.0342 | 3.0342 | 3.0342 | 1.4771 | 1.5053 | 1.5053 | 1.6642 | 1.869 | 1.869
2024-12-09 01:00 | 0.79008 | 0.92353 | 1.8102 | 2.6614 | 2.6614 | 2.6614 | 1.3206 | 1.3459 | 1.3459 | 1.4879 | 1.671 | 1.671
2024-12-09 02:00 | 0.78626 | 0.91907 | 1.8015 | 2.6485 | 2.6485 | 2.6485 | 1.3321 | 1.3575 | 1.3575 | 1.5008 | 1.6855 | 1.6855
2024-12-09 03:00 | 0.75191 | 0.87891 | 1.7228 | 2.5328 | 2.5328 | 2.5328 | 1.3359 | 1.3614 | 1.3614 | 1.5051 | 1.6903 | 1.6903
2024-12-09 04:00 | 0.75573 | 0.88338 | 1.7315 | 2.5457 | 2.5457 | 2.5457 | 1.3282 | 1.3536 | 1.3536 | 1.4965 | 1.6807 | 1.6807
2024-12-09 05:00 | 0.83969 | 0.98153 | 1.9239 | 2.8285 | 2.8285 | 2.8285 | 1.4466 | 1.4742 | 1.4742 | 1.6298 | 1.8304 | 1.8304
2024-12-09 06:00 | 1.0305 | 1.2046 | 2.3612 | 3.4714 | 3.4714 | 3.4714 | 1.7252 | 1.7582 | 1.7582 | 1.9438 | 2.183 | 2.183
2024-12-09 07:00 | 1.1603 | 1.3563 | 2.6585 | 3.9085 | 3.9085 | 3.9085 | 1.8931 | 1.9293 | 1.9293 | 2.133 | 2.3955 | 2.3955
2024-12-09 08:00 | 1.1527 | 1.3474 | 2.641 | 3.8828 | 3.8828 | 3.8828 | 1.8473 | 1.8827 | 1.8827 | 2.0814 | 2.3375 | 2.3375
2024-12-09 09:00 | 1.1069 | 1.2938 | 2.5361 | 3.7285 | 3.7285 | 3.7285 | 1.8893 | 1.9254 | 1.9254 | 2.1287 | 2.3906 | 2.3906
2024-12-09 10:00 | 1.0763 | 1.2581 | 2.4661 | 3.6256 | 3.6256 | 3.6256 | 1.6756 | 1.7076 | 1.7076 | 1.8879 | 2.1202 | 2.1202
2024-12-09 11:00 | 1.3321 | 1.5571 | 3.0521 | 4.4871 | 4.4871 | 4.4871 | 2.1412 | 2.1822 | 2.1822 | 2.4125 | 2.7094 | 2.7094
2024-12-09 12:00 | 1.2023 | 1.4054 | 2.7547 | 4.0499 | 4.0499 | 4.0499 | 2.0725 | 2.1122 | 2.1122 | 2.3351 | 2.6225 | 2.6225
2024-12-09 13:00 | 1.1832 | 1.3831 | 2.711 | 3.9856 | 3.9856 | 3.9856 | 1.7405 | 1.7737 | 1.7737 | 1.961 | 2.2023 | 2.2023
2024-12-09 14:00 | 1.2519 | 1.4634 | 2.8684 | 4.2171 | 4.2171 | 4.2171 | 2.3969 | 2.4428 | 2.4428 | 2.7006 | 3.033 | 3.033
2024-12-09 15:00 | 1.2023 | 1.4054 | 2.7547 | 4.0499 | 4.0499 | 4.0499 | 2.0725 | 2.1122 | 2.1122 | 2.3351 | 2.6225 | 2.6225
2024-12-09 16:00 | 1.0267 | 1.2001 | 2.3524 | 3.4585 | 3.4585 | 3.4585 | 1.8473 | 1.8827 | 1.8827 | 2.0814 | 2.3375 | 2.3375
2024-12-09 17:00 | 1.1565 | 1.3518 | 2.6498 | 3.8956 | 3.8956 | 3.8956 | 2.187 | 2.2288 | 2.2288 | 2.4641 | 2.7673 | 2.7673
2024-12-09 18:00 | 1.042 | 1.218 | 2.3874 | 3.5099 | 3.5099 | 3.5099 | 2.1107 | 2.1511 | 2.1511 | 2.3781 | 2.6708 | 2.6708
2024-12-09 19:00 | 1.1298 | 1.3206 | 2.5886 | 3.8056 | 3.8056 | 3.8056 | 2.0534 | 2.0927 | 2.0927 | 2.3136 | 2.5983 | 2.5983
2024-12-09 20:00 | 1.042 | 1.218 | 2.3874 | 3.5099 | 3.5099 | 3.5099 | 2.0534 | 2.0927 | 2.0927 | 2.3136 | 2.5983 | 2.5983
2024-12-09 21:00 | 1.0076 | 1.1778 | 2.3087 | 3.3942 | 3.3942 | 3.3942 | 1.9695 | 2.0071 | 2.0071 | 2.219 | 2.4921 | 2.4921
2024-12-09 22:00 | 0.91985 | 1.0752 | 2.1076 | 3.0985 | 3.0985 | 3.0985 | 1.7557 | 1.7893 | 1.7893 | 1.9782 | 2.2216 | 2.2216
2024-12-09 23:00 | 0.91603 | 1.0708 | 2.0988 | 3.0857 | 3.0857 | 3.0857 | 1.6069 | 1.6376 | 1.6376 | 1.8105 | 2.0332 | 2.0332
2024-12-10 | 0.85115 | 0.99491 | 1.9502 | 2.8671 | 2.8671 | 2.8671 | 1.3702 | 1.3964 | 1.3964 | 1.5438 | 1.7338 | 1.7338
2024-12-10 01:00 | 0.74427 | 0.86999 | 1.7053 | 2.5071 | 2.5071 | 2.5071 | 1.3244 | 1.3498 | 1.3498 | 1.4922 | 1.6759 | 1.6759
2024-12-10 02:00 | 0.73664 | 0.86107 | 1.6878 | 2.4814 | 2.4814 | 2.4814 | 1.2481 | 1.272 | 1.272 | 1.4062 | 1.5793 | 1.5793
2024-12-10 03:00 | 0.73664 | 0.86107 | 1.6878 | 2.4814 | 2.4814 | 2.4814 | 1.2214 | 1.2447 | 1.2447 | 1.3761 | 1.5455 | 1.5455
2024-12-10 04:00 | 0.74809 | 0.87445 | 1.7141 | 2.52 | 2.52 | 2.52 | 1.2939 | 1.3186 | 1.3186 | 1.4578 | 1.6372 | 1.6372
2024-12-10 05:00 | 0.77099 | 0.90122 | 1.7665 | 2.5971 | 2.5971 | 2.5971 | 1.5305 | 1.5598 | 1.5598 | 1.7244 | 1.9367 | 1.9367
2024-12-10 06:00 | 0.99618 | 1.1644 | 2.2825 | 3.3557 | 3.3557 | 3.3557 | 1.8015 | 1.836 | 1.836 | 2.0298 | 2.2796 | 2.2796
2024-12-10 07:00 | 1.1031 | 1.2894 | 2.5274 | 3.7156 | 3.7156 | 3.7156 | 1.9046 | 1.941 | 1.941 | 2.1459 | 2.41 | 2.41
2024-12-10 08:00 | 0.98855 | 1.1555 | 2.265 | 3.3299 | 3.3299 | 3.3299 | 1.5534 | 1.5831 | 1.5831 | 1.7503 | 1.9656 | 1.9656
2024-12-10 09:00 | 0.93511 | 1.0931 | 2.1426 | 3.1499 | 3.1499 | 3.1499 | 1.0076 | 1.0269 | 1.0269 | 1.1353 | 1.275 | 1.275
2024-12-10 10:00 | 0.76336 | 0.8923 | 1.749 | 2.5714 | 2.5714 | 2.5714 | 0.64885 | 0.66126 | 0.66126 | 0.73106 | 0.82103 | 0.82103
2024-12-10 11:00 | 0.88168 | 1.0306 | 2.0201 | 2.9699 | 2.9699 | 2.9699 | 0.54962 | 0.56013 | 0.56013 | 0.61925 | 0.69546 | 0.69546
2024-12-10 12:00 | 0.99237 | 1.16 | 2.2737 | 3.3428 | 3.3428 | 3.3428 | 0.76336 | 0.77796 | 0.77796 | 0.86007 | 0.96591 | 0.96591
2024-12-10 13:00 | 1.2901 | 1.508 | 2.9559 | 4.3456 | 4.3456 | 4.3456 | 1.6985 | 1.731 | 1.731 | 1.9137 | 2.1492 | 2.1492
2024-12-10 14:00 | 1.3855 | 1.6195 | 3.1745 | 4.6671 | 4.6671 | 4.6671 | 1.9008 | 1.9371 | 1.9371 | 2.1416 | 2.4051 | 2.4051
2024-12-10 15:00 | 1.2595 | 1.4723 | 2.8859 | 4.2428 | 4.2428 | 4.2428 | 1.8282 | 1.8632 | 1.8632 | 2.0599 | 2.3134 | 2.3134
2024-12-10 16:00 | 1.1107 | 1.2983 | 2.5448 | 3.7414 | 3.7414 | 3.7414 | 1.9504 | 1.9877 | 1.9877 | 2.1975 | 2.4679 | 2.4679
2024-12-10 17:00 | 1.3626 | 1.5928 | 3.122 | 4.5899 | 4.5899 | 4.5899 | 1.9733 | 2.011 | 2.011 | 2.2233 | 2.4969 | 2.4969
2024-12-10 18:00 | 1.2977 | 1.5169 | 2.9734 | 4.3713 | 4.3713 | 4.3713 | 2.2328 | 2.2755 | 2.2755 | 2.5157 | 2.8253 | 2.8253
2024-12-10 19:00 | 1.2748 | 1.4901 | 2.9209 | 4.2942 | 4.2942 | 4.2942 | 2.1565 | 2.1977 | 2.1977 | 2.4297 | 2.7287 | 2.7287
2024-12-10 20:00 | 1.2748 | 1.4901 | 2.9209 | 4.2942 | 4.2942 | 4.2942 | 2.1489 | 2.1899 | 2.1899 | 2.4211 | 2.719 | 2.719
2024-12-10 21:00 | 1.1031 | 1.2894 | 2.5274 | 3.7156 | 3.7156 | 3.7156 | 2.0115 | 2.0499 | 2.0499 | 2.2663 | 2.5452 | 2.5452
2024-12-10 22:00 | 1.0229 | 1.1957 | 2.3437 | 3.4457 | 3.4457 | 3.4457 | 1.8779 | 1.9138 | 1.9138 | 2.1158 | 2.3761 | 2.3761
2024-12-10 23:00 | 0.91603 | 1.0708 | 2.0988 | 3.0857 | 3.0857 | 3.0857 | 1.6221 | 1.6532 | 1.6532 | 1.8277 | 2.0526 | 2.0526
2024-12-11 | 0.83206 | 0.97261 | 1.9064 | 2.8028 | 2.8028 | 2.8028 | 1.4656 | 1.4937 | 1.4937 | 1.6513 | 1.8546 | 1.8546
2024-12-11 01:00 | 0.80153 | 0.93691 | 1.8365 | 2.7 | 2.7 | 2.7 | 1.2786 | 1.3031 | 1.3031 | 1.4406 | 1.6179 | 1.6179
2024-12-11 02:00 | 0.70229 | 0.82091 | 1.6091 | 2.3657 | 2.3657 | 2.3657 | 1.3244 | 1.3498 | 1.3498 | 1.4922 | 1.6759 | 1.6759
2024-12-11 03:00 | 0.69847 | 0.81645 | 1.6004 | 2.3528 | 2.3528 | 2.3528 | 1.2405 | 1.2642 | 1.2642 | 1.3976 | 1.5696 | 1.5696
2024-12-11 04:00 | 0.76336 | 0.8923 | 1.749 | 2.5714 | 2.5714 | 2.5714 | 1.2023 | 1.2253 | 1.2253 | 1.3546 | 1.5213 | 1.5213
2024-12-11 05:00 | 0.76336 | 0.8923 | 1.749 | 2.5714 | 2.5714 | 2.5714 | 1.5534 | 1.5831 | 1.5831 | 1.7503 | 1.9656 | 1.9656
2024-12-11 06:00 | 1.0153 | 1.1868 | 2.3262 | 3.4199 | 3.4199 | 3.4199 | 1.5992 | 1.6298 | 1.6298 | 1.8019 | 2.0236 | 2.0236
2024-12-11 07:00 | 1.1527 | 1.3474 | 2.641 | 3.8828 | 3.8828 | 3.8828 | 1.8435 | 1.8788 | 1.8788 | 2.0771 | 2.3327 | 2.3327
2024-12-11 08:00 | 1.1412 | 1.334 | 2.6148 | 3.8442 | 3.8442 | 3.8442 | 1.687 | 1.7193 | 1.7193 | 1.9008 | 2.1347 | 2.1347
2024-12-11 09:00 | 1.0153 | 1.1868 | 2.3262 | 3.4199 | 3.4199 | 3.4199 | 1.7176 | 1.7504 | 1.7504 | 1.9352 | 2.1733 | 2.1733
2024-12-11 10:00 | 0.94656 | 1.1065 | 2.1688 | 3.1885 | 3.1885 | 3.1885 | 1.1489 | 1.1708 | 1.1708 | 1.2944 | 1.4537 | 1.4537
2024-12-11 11:00 | 1.126 | 1.3161 | 2.5798 | 3.7928 | 3.7928 | 3.7928 | 0.66794 | 0.68071 | 0.68071 | 0.75256 | 0.84517 | 0.84517
2024-12-11 12:00 | 0.72519 | 0.84768 | 1.6616 | 2.4428 | 2.4428 | 2.4428 | 0.51908 | 0.52901 | 0.52901 | 0.58485 | 0.65682 | 0.65682
2024-12-11 13:00 | 0.75573 | 0.88338 | 1.7315 | 2.5457 | 2.5457 | 2.5457 | 0.5916 | 0.60292 | 0.60292 | 0.66656 | 0.74858 | 0.74858
2024-12-11 14:00 | 0.85115 | 0.99491 | 1.9502 | 2.8671 | 2.8671 | 2.8671 | 0.82824 | 0.84408 | 0.84408 | 0.93318 | 1.048 | 1.048
2024-12-11 15:00 | 0.91603 | 1.0708 | 2.0988 | 3.0857 | 3.0857 | 3.0857 | 0.98855 | 1.0075 | 1.0075 | 1.1138 | 1.2509 | 1.2509
2024-12-11 16:00 | 1.1641 | 1.3608 | 2.6673 | 3.9214 | 3.9214 | 3.9214 | 1.6145 | 1.6454 | 1.6454 | 1.8191 | 2.0429 | 2.0429
2024-12-11 17:00 | 1.2977 | 1.5169 | 2.9734 | 4.3713 | 4.3713 | 4.3713 | 2.0611 | 2.1005 | 2.1005 | 2.3222 | 2.608 | 2.608
2024-12-11 18:00 | 1.3473 | 1.5749 | 3.087 | 4.5385 | 4.5385 | 4.5385 | 2.3092 | 2.3533 | 2.3533 | 2.6017 | 2.9219 | 2.9219
2024-12-11 19:00 | 1.3359 | 1.5615 | 3.0608 | 4.4999 | 4.4999 | 4.4999 | 2.2328 | 2.2755 | 2.2755 | 2.5157 | 2.8253 | 2.8253
2024-12-11 20:00 | 1.1947 | 1.3964 | 2.7372 | 4.0242 | 4.0242 | 4.0242 | 2.2519 | 2.295 | 2.295 | 2.5372 | 2.8494 | 2.8494
2024-12-11 21:00 | 1.1298 | 1.3206 | 2.5886 | 3.8056 | 3.8056 | 3.8056 | 2.1489 | 2.1899 | 2.1899 | 2.4211 | 2.719 | 2.719
2024-12-11 22:00 | 0.9771 | 1.1421 | 2.2388 | 3.2914 | 3.2914 | 3.2914 | 1.855 | 1.8904 | 1.8904 | 2.09 | 2.3472 | 2.3472
2024-12-11 23:00 | 0.94275 | 1.102 | 2.1601 | 3.1757 | 3.1757 | 3.1757 | 1.6298 | 1.6609 | 1.6609 | 1.8363 | 2.0622 | 2.0622
2024-12-12 | 0.83588 | 0.97707 | 1.9152 | 2.8157 | 2.8157 | 2.8157 | 1.458 | 1.4859 | 1.4859 | 1.6427 | 1.8449 | 1.8449
2024-12-12 01:00 | 0.76718 | 0.89676 | 1.7578 | 2.5842 | 2.5842 | 2.5842 | 1.3092 | 1.3342 | 1.3342 | 1.475 | 1.6565 | 1.6565
2024-12-12 02:00 | 0.76718 | 0.89676 | 1.7578 | 2.5842 | 2.5842 | 2.5842 | 1.271 | 1.2953 | 1.2953 | 1.432 | 1.6082 | 1.6082
2024-12-12 03:00 | 0.75573 | 0.88338 | 1.7315 | 2.5457 | 2.5457 | 2.5457 | 1.2939 | 1.3186 | 1.3186 | 1.4578 | 1.6372 | 1.6372
2024-12-12 04:00 | 0.71374 | 0.8343 | 1.6353 | 2.4042 | 2.4042 | 2.4042 | 1.2481 | 1.272 | 1.272 | 1.4062 | 1.5793 | 1.5793
2024-12-12 05:00 | 0.79389 | 0.92799 | 1.819 | 2.6742 | 2.6742 | 2.6742 | 1.5687 | 1.5987 | 1.5987 | 1.7675 | 1.985 | 1.985
2024-12-12 06:00 | 0.97328 | 1.1377 | 2.23 | 3.2785 | 3.2785 | 3.2785 | 1.729 | 1.7621 | 1.7621 | 1.9481 | 2.1878 | 2.1878
2024-12-12 07:00 | 1.1107 | 1.2983 | 2.5448 | 3.7414 | 3.7414 | 3.7414 | 1.9122 | 1.9488 | 1.9488 | 2.1545 | 2.4196 | 2.4196
2024-12-12 08:00 | 0.98855 | 1.1555 | 2.265 | 3.3299 | 3.3299 | 3.3299 | 1.4771 | 1.5053 | 1.5053 | 1.6642 | 1.869 | 1.869
2024-12-12 09:00 | 0.91221 | 1.0663 | 2.0901 | 3.0728 | 3.0728 | 3.0728 | 1.0916 | 1.1125 | 1.1125 | 1.2299 | 1.3813 | 1.3813
2024-12-12 10:00 | 0.83206 | 0.97261 | 1.9064 | 2.8028 | 2.8028 | 2.8028 | 0.8855 | 0.90243 | 0.90243 | 0.99769 | 1.1205 | 1.1205
2024-12-12 11:00 | 0.89695 | 1.0485 | 2.0551 | 3.0214 | 3.0214 | 3.0214 | 0.72901 | 0.74295 | 0.74295 | 0.82137 | 0.92245 | 0.92245
2024-12-12 12:00 | 0.91603 | 1.0708 | 2.0988 | 3.0857 | 3.0857 | 3.0857 | 0.82443 | 0.84019 | 0.84019 | 0.92888 | 1.0432 | 1.0432
2024-12-12 13:00 | 1.0153 | 1.1868 | 2.3262 | 3.4199 | 3.4199 | 3.4199 | 0.82824 | 0.84408 | 0.84408 | 0.93318 | 1.048 | 1.048
2024-12-12 14:00 | 1.1603 | 1.3563 | 2.6585 | 3.9085 | 3.9085 | 3.9085 | 1.084 | 1.1047 | 1.1047 | 1.2213 | 1.3716 | 1.3716
2024-12-12 15:00 | 1.313 | 1.5348 | 3.0083 | 4.4228 | 4.4228 | 4.4228 | 1.3015 | 1.3264 | 1.3264 | 1.4664 | 1.6469 | 1.6469
2024-12-12 16:00 | 1.4351 | 1.6775 | 3.2882 | 4.8342 | 4.8342 | 4.8342 | 1.9198 | 1.9566 | 1.9566 | 2.1631 | 2.4293 | 2.4293
2024-12-12 17:00 | 1.5878 | 1.856 | 3.638 | 5.3485 | 5.3485 | 5.3485 | 2.4008 | 2.4467 | 2.4467 | 2.7049 | 3.0378 | 3.0378
2024-12-12 18:00 | 1.5878 | 1.856 | 3.638 | 5.3485 | 5.3485 | 5.3485 | 2.6832 | 2.7345 | 2.7345 | 3.0232 | 3.3952 | 3.3952
2024-12-12 19:00 | 1.5115 | 1.7668 | 3.4631 | 5.0913 | 5.0913 | 5.0913 | 2.5573 | 2.6062 | 2.6062 | 2.8812 | 3.2358 | 3.2358
2024-12-12 20:00 | 1.3282 | 1.5526 | 3.0433 | 4.4742 | 4.4742 | 4.4742 | 2.4427 | 2.4895 | 2.4895 | 2.7522 | 3.0909 | 3.0909
2024-12-12 21:00 | 1.2977 | 1.5169 | 2.9734 | 4.3713 | 4.3713 | 4.3713 | 2.3473 | 2.3922 | 2.3922 | 2.6447 | 2.9702 | 2.9702
2024-12-12 22:00 | 1.1908 | 1.392 | 2.7285 | 4.0114 | 4.0114 | 4.0114 | 2.0649 | 2.1044 | 2.1044 | 2.3265 | 2.6128 | 2.6128
2024-12-12 23:00 | 1.0725 | 1.2537 | 2.4574 | 3.6128 | 3.6128 | 3.6128 | 1.855 | 1.8904 | 1.8904 | 2.09 | 2.3472 | 2.3472
2024-12-13 | 0.99618 | 1.1644 | 2.2825 | 3.3557 | 3.3557 | 3.3557 | 1.5 | 1.5287 | 1.5287 | 1.69 | 1.898 | 1.898
2024-12-13 01:00 | 0.91221 | 1.0663 | 2.0901 | 3.0728 | 3.0728 | 3.0728 | 1.4237 | 1.4509 | 1.4509 | 1.604 | 1.8014 | 1.8014
2024-12-13 02:00 | 0.8855 | 1.0351 | 2.0289 | 2.9828 | 2.9828 | 2.9828 | 1.3779 | 1.4042 | 1.4042 | 1.5524 | 1.7435 | 1.7435
2024-12-13 03:00 | 0.87405 | 1.0217 | 2.0026 | 2.9442 | 2.9442 | 2.9442 | 1.2977 | 1.3225 | 1.3225 | 1.4621 | 1.6421 | 1.6421
2024-12-13 04:00 | 0.87405 | 1.0217 | 2.0026 | 2.9442 | 2.9442 | 2.9442 | 1.2481 | 1.272 | 1.272 | 1.4062 | 1.5793 | 1.5793
2024-12-13 05:00 | 0.87405 | 1.0217 | 2.0026 | 2.9442 | 2.9442 | 2.9442 | 1.5305 | 1.5598 | 1.5598 | 1.7244 | 1.9367 | 1.9367
2024-12-13 06:00 | 1.0878 | 1.2715 | 2.4924 | 3.6642 | 3.6642 | 3.6642 | 1.6832 | 1.7154 | 1.7154 | 1.8965 | 2.1298 | 2.1298
2024-12-13 07:00 | 1.1221 | 1.3117 | 2.5711 | 3.7799 | 3.7799 | 3.7799 | 1.874 | 1.9099 | 1.9099 | 2.1115 | 2.3713 | 2.3713
2024-12-13 08:00 | 1.042 | 1.218 | 2.3874 | 3.5099 | 3.5099 | 3.5099 | 1.729 | 1.7621 | 1.7621 | 1.9481 | 2.1878 | 2.1878
2024-12-13 09:00 | 1.1221 | 1.3117 | 2.5711 | 3.7799 | 3.7799 | 3.7799 | 1.2443 | 1.2681 | 1.2681 | 1.4019 | 1.5744 | 1.5744
2024-12-13 10:00 | 1.0115 | 1.1823 | 2.3175 | 3.4071 | 3.4071 | 3.4071 | 1.1145 | 1.1358 | 1.1358 | 1.2557 | 1.4102 | 1.4102
2024-12-13 11:00 | 1.0916 | 1.276 | 2.5011 | 3.6771 | 3.6771 | 3.6771 | 1.1527 | 1.1747 | 1.1747 | 1.2987 | 1.4585 | 1.4585
2024-12-13 12:00 | 1.187 | 1.3875 | 2.7197 | 3.9985 | 3.9985 | 3.9985 | 0.98855 | 1.0075 | 1.0075 | 1.1138 | 1.2509 | 1.2509
2024-12-13 13:00 | 1.5153 | 1.7712 | 3.4718 | 5.1042 | 5.1042 | 5.1042 | 1.7977 | 1.8321 | 1.8321 | 2.0255 | 2.2747 | 2.2747
2024-12-13 14:00 | 1.4618 | 1.7088 | 3.3494 | 4.9242 | 4.9242 | 4.9242 | 1.6947 | 1.7271 | 1.7271 | 1.9094 | 2.1443 | 2.1443
2024-12-13 15:00 | 1.4771 | 1.7266 | 3.3844 | 4.9756 | 4.9756 | 4.9756 | 2.374 | 2.4194 | 2.4194 | 2.6748 | 3.004 | 3.004
2024-12-13 16:00 | 1.6718 | 1.9541 | 3.8304 | 5.6313 | 5.6313 | 5.6313 | 2.8206 | 2.8746 | 2.8746 | 3.178 | 3.5691 | 3.5691
2024-12-13 17:00 | 1.7328 | 2.0255 | 3.9703 | 5.837 | 5.837 | 5.837 | 2.5916 | 2.6412 | 2.6412 | 2.92 | 3.2793 | 3.2793
2024-12-13 18:00 | 1.5611 | 1.8248 | 3.5768 | 5.2585 | 5.2585 | 5.2585 | 2.6412 | 2.6917 | 2.6917 | 2.9759 | 3.3421 | 3.3421
2024-12-13 19:00 | 1.5763 | 1.8426 | 3.6118 | 5.3099 | 5.3099 | 5.3099 | 2.5496 | 2.5984 | 2.5984 | 2.8726 | 3.2262 | 3.2262
2024-12-13 20:00 | 1.4504 | 1.6954 | 3.3232 | 4.8856 | 4.8856 | 4.8856 | 2.4046 | 2.4506 | 2.4506 | 2.7092 | 3.0426 | 3.0426
2024-12-13 21:00 | 1.2176 | 1.4232 | 2.7897 | 4.1014 | 4.1014 | 4.1014 | 2.1679 | 2.2094 | 2.2094 | 2.4426 | 2.7432 | 2.7432
2024-12-13 22:00 | 1.0992 | 1.2849 | 2.5186 | 3.7028 | 3.7028 | 3.7028 | 2.0573 | 2.0966 | 2.0966 | 2.3179 | 2.6031 | 2.6031
2024-12-13 23:00 | 1.0115 | 1.1823 | 2.3175 | 3.4071 | 3.4071 | 3.4071 | 1.7214 | 1.7543 | 1.7543 | 1.9395 | 2.1781 | 2.1781
2024-12-14 | 1.0038 | 1.1734 | 2.3 | 3.3814 | 3.3814 | 3.3814 | 1.4809 | 1.5092 | 1.5092 | 1.6685 | 1.8739 | 1.8739
2024-12-14 01:00 | 0.90458 | 1.0574 | 2.0726 | 3.0471 | 3.0471 | 3.0471 | 1.4275 | 1.4548 | 1.4548 | 1.6083 | 1.8063 | 1.8063
2024-12-14 02:00 | 0.80153 | 0.93691 | 1.8365 | 2.7 | 2.7 | 2.7 | 1.3282 | 1.3536 | 1.3536 | 1.4965 | 1.6807 | 1.6807
2024-12-14 03:00 | 0.80153 | 0.93691 | 1.8365 | 2.7 | 2.7 | 2.7 | 1.2519 | 1.2758 | 1.2758 | 1.4105 | 1.5841 | 1.5841
2024-12-14 04:00 | 0.76336 | 0.8923 | 1.749 | 2.5714 | 2.5714 | 2.5714 | 1.2519 | 1.2758 | 1.2758 | 1.4105 | 1.5841 | 1.5841
2024-12-14 05:00 | 0.81298 | 0.9503 | 1.8627 | 2.7385 | 2.7385 | 2.7385 | 1.2634 | 1.2875 | 1.2875 | 1.4234 | 1.5986 | 1.5986
2024-12-14 06:00 | 0.9084 | 1.0618 | 2.0813 | 3.0599 | 3.0599 | 3.0599 | 1.3626 | 1.3887 | 1.3887 | 1.5352 | 1.7242 | 1.7242
2024-12-14 07:00 | 0.90458 | 1.0574 | 2.0726 | 3.0471 | 3.0471 | 3.0471 | 1.3435 | 1.3692 | 1.3692 | 1.5137 | 1.7 | 1.7
2024-12-14 08:00 | 1.0267 | 1.2001 | 2.3524 | 3.4585 | 3.4585 | 3.4585 | 1.0534 | 1.0736 | 1.0736 | 1.1869 | 1.333 | 1.333
2024-12-14 09:00 | 0.72137 | 0.84322 | 1.6528 | 2.43 | 2.43 | 2.43 | 0.11069 | 0.1128 | 0.1128 | 0.12471 | 0.14006 | 0.14006
2024-12-14 10:00 | 0.75573 | 0.88338 | 1.7315 | 2.5457 | 2.5457 | 2.5457 | 0.17176 | 0.17504 | 0.17504 | 0.19352 | 0.21733 | 0.21733
2024-12-14 11:00 | 0.68702 | 0.80307 | 1.5741 | 2.3142 | 2.3142 | 2.3142 | 0.22519 | 0.2295 | 0.2295 | 0.25372 | 0.28494 | 0.28494
2024-12-14 12:00 | 0.95802 | 1.1198 | 2.195 | 3.2271 | 3.2271 | 3.2271 | 0.53053 | 0.54068 | 0.54068 | 0.59775 | 0.67131 | 0.67131
2024-12-14 13:00 | 1.0076 | 1.1778 | 2.3087 | 3.3942 | 3.3942 | 3.3942 | 0.68321 | 0.69627 | 0.69627 | 0.76977 | 0.86449 | 0.86449
2024-12-14 14:00 | 1.0802 | 1.2626 | 2.4749 | 3.6385 | 3.6385 | 3.6385 | 1.3359 | 1.3614 | 1.3614 | 1.5051 | 1.6903 | 1.6903
2024-12-14 15:00 | 1.3359 | 1.5615 | 3.0608 | 4.4999 | 4.4999 | 4.4999 | 1.9275 | 1.9643 | 1.9643 | 2.1717 | 2.4389 | 2.4389
2024-12-14 16:00 | 1.5267 | 1.7846 | 3.4981 | 5.1428 | 5.1428 | 5.1428 | 2.1412 | 2.1822 | 2.1822 | 2.4125 | 2.7094 | 2.7094
2024-12-14 17:00 | 1.5344 | 1.7935 | 3.5156 | 5.1685 | 5.1685 | 5.1685 | 2.4656 | 2.5128 | 2.5128 | 2.778 | 3.1199 | 3.1199
2024-12-14 18:00 | 1.5344 | 1.7935 | 3.5156 | 5.1685 | 5.1685 | 5.1685 | 2.3511 | 2.3961 | 2.3961 | 2.649 | 2.975 | 2.975
2024-12-14 19:00 | 1.4924 | 1.7444 | 3.4194 | 5.0271 | 5.0271 | 5.0271 | 2.4237 | 2.47 | 2.47 | 2.7307 | 3.0668 | 3.0668
2024-12-14 20:00 | 1.3969 | 1.6329 | 3.2007 | 4.7056 | 4.7056 | 4.7056 | 2.2786 | 2.3222 | 2.3222 | 2.5673 | 2.8833 | 2.8833
2024-12-14 21:00 | 1.2557 | 1.4678 | 2.8772 | 4.2299 | 4.2299 | 4.2299 | 2.1794 | 2.2211 | 2.2211 | 2.4555 | 2.7577 | 2.7577
2024-12-14 22:00 | 1.126 | 1.3161 | 2.5798 | 3.7928 | 3.7928 | 3.7928 | 1.9275 | 1.9643 | 1.9643 | 2.1717 | 2.4389 | 2.4389
2024-12-14 23:00 | 1.0305 | 1.2046 | 2.3612 | 3.4714 | 3.4714 | 3.4714 | 1.9084 | 1.9449 | 1.9449 | 2.1502 | 2.4148 | 2.4148
2024-12-15 | 1.0038 | 1.1734 | 2.3 | 3.3814 | 3.3814 | 3.3814 | 1.5916 | 1.622 | 1.622 | 1.7933 | 2.0139 | 2.0139
2024-12-15 01:00 | 0.93511 | 1.0931 | 2.1426 | 3.1499 | 3.1499 | 3.1499 | 1.4885 | 1.517 | 1.517 | 1.6771 | 1.8835 | 1.8835
2024-12-15 02:00 | 0.85878 | 1.0038 | 1.9677 | 2.8928 | 2.8928 | 2.8928 | 1.4275 | 1.4548 | 1.4548 | 1.6083 | 1.8063 | 1.8063
2024-12-15 03:00 | 0.84351 | 0.98599 | 1.9327 | 2.8414 | 2.8414 | 2.8414 | 1.3702 | 1.3964 | 1.3964 | 1.5438 | 1.7338 | 1.7338
2024-12-15 04:00 | 0.81298 | 0.9503 | 1.8627 | 2.7385 | 2.7385 | 2.7385 | 1.3473 | 1.3731 | 1.3731 | 1.518 | 1.7048 | 1.7048
2024-12-15 05:00 | 0.81298 | 0.9503 | 1.8627 | 2.7385 | 2.7385 | 2.7385 | 1.2595 | 1.2836 | 1.2836 | 1.4191 | 1.5938 | 1.5938
2024-12-15 06:00 | 0.84351 | 0.98599 | 1.9327 | 2.8414 | 2.8414 | 2.8414 | 1.3473 | 1.3731 | 1.3731 | 1.518 | 1.7048 | 1.7048
2024-12-15 07:00 | 0.84351 | 0.98599 | 1.9327 | 2.8414 | 2.8414 | 2.8414 | 1.3359 | 1.3614 | 1.3614 | 1.5051 | 1.6903 | 1.6903
2024-12-15 08:00 | 0.80534 | 0.94138 | 1.8452 | 2.7128 | 2.7128 | 2.7128 | 1.0802 | 1.1008 | 1.1008 | 1.217 | 1.3668 | 1.3668
2024-12-15 09:00 | 0.72901 | 0.85215 | 1.6703 | 2.4557 | 2.4557 | 2.4557 | 0.85878 | 0.8752 | 0.8752 | 0.96758 | 1.0867 | 1.0867
2024-12-15 10:00 | 0.76336 | 0.8923 | 1.749 | 2.5714 | 2.5714 | 2.5714 | 0.5 | 0.50956 | 0.50956 | 0.56335 | 0.63267 | 0.63267
2024-12-15 11:00 | 0.85115 | 0.99491 | 1.9502 | 2.8671 | 2.8671 | 2.8671 | 0.57252 | 0.58347 | 0.58347 | 0.64506 | 0.72444 | 0.72444
2024-12-15 12:00 | 0.90458 | 1.0574 | 2.0726 | 3.0471 | 3.0471 | 3.0471 | 0.71374 | 0.72739 | 0.72739 | 0.80417 | 0.90313 | 0.90313
2024-12-15 13:00 | 1.0878 | 1.2715 | 2.4924 | 3.6642 | 3.6642 | 3.6642 | 0.91221 | 0.92966 | 0.92966 | 1.0278 | 1.1543 | 1.1543
2024-12-15 14:00 | 1.1947 | 1.3964 | 2.7372 | 4.0242 | 4.0242 | 4.0242 | 1.1527 | 1.1747 | 1.1747 | 1.2987 | 1.4585 | 1.4585
2024-12-15 15:00 | 1.374 | 1.6061 | 3.1483 | 4.6285 | 4.6285 | 4.6285 | 1.5725 | 1.6026 | 1.6026 | 1.7718 | 1.9898 | 1.9898
2024-12-15 16:00 | 1.6298 | 1.9051 | 3.7342 | 5.4899 | 5.4899 | 5.4899 | 2.0573 | 2.0966 | 2.0966 | 2.3179 | 2.6031 | 2.6031
2024-12-15 17:00 | 1.874 | 2.1906 | 4.2939 | 6.3127 | 6.3127 | 6.3127 | 2.7519 | 2.8045 | 2.8045 | 3.1006 | 3.4821 | 3.4821
2024-12-15 18:00 | 1.874 | 2.1906 | 4.2939 | 6.3127 | 6.3127 | 6.3127 | 2.9466 | 3.0029 | 3.0029 | 3.3199 | 3.7284 | 3.7284
2024-12-15 19:00 | 1.7176 | 2.0077 | 3.9353 | 5.7856 | 5.7856 | 5.7856 | 2.9084 | 2.964 | 2.964 | 3.2769 | 3.6801 | 3.6801
2024-12-15 20:00 | 1.4656 | 1.7132 | 3.3581 | 4.9371 | 4.9371 | 4.9371 | 2.5802 | 2.6295 | 2.6295 | 2.9071 | 3.2648 | 3.2648
2024-12-15 21:00 | 1.3282 | 1.5526 | 3.0433 | 4.4742 | 4.4742 | 4.4742 | 2.3435 | 2.3883 | 2.3883 | 2.6404 | 2.9654 | 2.9654
2024-12-15 22:00 | 1.2023 | 1.4054 | 2.7547 | 4.0499 | 4.0499 | 4.0499 | 2.1527 | 2.1938 | 2.1938 | 2.4254 | 2.7239 | 2.7239
2024-12-15 23:00 | 1.0763 | 1.2581 | 2.4661 | 3.6256 | 3.6256 | 3.6256 | 1.8626 | 1.8982 | 1.8982 | 2.0986 | 2.3568 | 2.3568
2024-12-16 | 0.96947 | 1.1332 | 2.2213 | 3.2657 | 3.2657 | 3.2657 | 1.5382 | 1.5676 | 1.5676 | 1.733 | 1.9463 | 1.9463
2024-12-16 01:00 | 0.96947 | 1.1332 | 2.2213 | 3.2657 | 3.2657 | 3.2657 | 1.4809 | 1.5092 | 1.5092 | 1.6685 | 1.8739 | 1.8739
2024-12-16 02:00 | 0.93511 | 1.0931 | 2.1426 | 3.1499 | 3.1499 | 3.1499 | 1.4198 | 1.447 | 1.447 | 1.5997 | 1.7966 | 1.7966
2024-12-16 03:00 | 0.85878 | 1.0038 | 1.9677 | 2.8928 | 2.8928 | 2.8928 | 1.3779 | 1.4042 | 1.4042 | 1.5524 | 1.7435 | 1.7435
2024-12-16 04:00 | 0.9313 | 1.0886 | 2.1338 | 3.1371 | 3.1371 | 3.1371 | 1.3893 | 1.4159 | 1.4159 | 1.5653 | 1.758 | 1.758
2024-12-16 05:00 | 0.9313 | 1.0886 | 2.1338 | 3.1371 | 3.1371 | 3.1371 | 1.5 | 1.5287 | 1.5287 | 1.69 | 1.898 | 1.898
2024-12-16 06:00 | 1.1412 | 1.334 | 2.6148 | 3.8442 | 3.8442 | 3.8442 | 1.6832 | 1.7154 | 1.7154 | 1.8965 | 2.1298 | 2.1298
2024-12-16 07:00 | 1.2252 | 1.4321 | 2.8072 | 4.1271 | 4.1271 | 4.1271 | 1.916 | 1.9527 | 1.9527 | 2.1588 | 2.4244 | 2.4244
2024-12-16 08:00 | 1.5344 | 1.7935 | 3.5156 | 5.1685 | 5.1685 | 5.1685 | 2.3702 | 2.4156 | 2.4156 | 2.6705 | 2.9992 | 2.9992
2024-12-16 09:00 | 0.69847 | 0.81645 | 1.6004 | 2.3528 | 2.3528 | 2.3528 | 1.9924 | 2.0305 | 2.0305 | 2.2448 | 2.521 | 2.521
2024-12-16 10:00 | 1.4733 | 1.7221 | 3.3756 | 4.9628 | 4.9628 | 4.9628 | 1.9962 | 2.0344 | 2.0344 | 2.2491 | 2.5259 | 2.5259
2024-12-16 11:00 | 1.542 | 1.8024 | 3.533 | 5.1942 | 5.1942 | 5.1942 | 1.4809 | 1.5092 | 1.5092 | 1.6685 | 1.8739 | 1.8739
2024-12-16 12:00 | 1.3626 | 1.5928 | 3.122 | 4.5899 | 4.5899 | 4.5899 | 1.584 | 1.6143 | 1.6143 | 1.7847 | 2.0043 | 2.0043
2024-12-16 13:00 | 1.5802 | 1.8471 | 3.6205 | 5.3228 | 5.3228 | 5.3228 | 1.9427 | 1.9799 | 1.9799 | 2.1889 | 2.4582 | 2.4582
2024-12-16 14:00 | 1.6985 | 1.9854 | 3.8916 | 5.7213 | 5.7213 | 5.7213 | 2.4466 | 2.4934 | 2.4934 | 2.7565 | 3.0958 | 3.0958
2024-12-16 15:00 | 1.9389 | 2.2664 | 4.4425 | 6.5313 | 6.5313 | 6.5313 | 2.916 | 2.9718 | 2.9718 | 3.2855 | 3.6898 | 3.6898
2024-12-16 16:00 | 2.1565 | 2.5207 | 4.941 | 7.2642 | 7.2642 | 7.2642 | 3.6221 | 3.6914 | 3.6914 | 4.0811 | 4.5833 | 4.5833
2024-12-16 17:00 | 2.2252 | 2.6011 | 5.0984 | 7.4956 | 7.4956 | 7.4956 | 3.9809 | 4.057 | 4.057 | 4.4853 | 5.0372 | 5.0372
2024-12-16 18:00 | 2.3206 | 2.7126 | 5.3171 | 7.817 | 7.817 | 7.817 | 4.1221 | 4.201 | 4.201 | 4.6444 | 5.2159 | 5.2159
2024-12-16 19:00 | 2.2328 | 2.61 | 5.1159 | 7.5213 | 7.5213 | 7.5213 | 3.8588 | 3.9326 | 3.9326 | 4.3477 | 4.8827 | 4.8827
2024-12-16 20:00 | 2.0382 | 2.3824 | 4.6699 | 6.8656 | 6.8656 | 6.8656 | 3.6412 | 3.7109 | 3.7109 | 4.1026 | 4.6074 | 4.6074
2024-12-16 21:00 | 1.8053 | 2.1103 | 4.1365 | 6.0813 | 6.0813 | 6.0813 | 3.2214 | 3.283 | 3.283 | 3.6295 | 4.0762 | 4.0762
2024-12-16 22:00 | 1.4313 | 1.6731 | 3.2794 | 4.8213 | 4.8213 | 4.8213 | 2.7099 | 2.7617 | 2.7617 | 3.0533 | 3.429 | 3.429
2024-12-16 23:00 | 1.1679 | 1.3652 | 2.676 | 3.9342 | 3.9342 | 3.9342 | 2.1679 | 2.2094 | 2.2094 | 2.4426 | 2.7432 | 2.7432
2024-12-17 | 1.0878 | 1.2715 | 2.4924 | 3.6642 | 3.6642 | 3.6642 | 1.9695 | 2.0071 | 2.0071 | 2.219 | 2.4921 | 2.4921
2024-12-17 01:00 | 1.0305 | 1.2046 | 2.3612 | 3.4714 | 3.4714 | 3.4714 | 1.771 | 1.8049 | 1.8049 | 1.9954 | 2.2409 | 2.2409
2024-12-17 02:00 | 0.9771 | 1.1421 | 2.2388 | 3.2914 | 3.2914 | 3.2914 | 1.6183 | 1.6493 | 1.6493 | 1.8234 | 2.0477 | 2.0477
2024-12-17 03:00 | 0.96183 | 1.1243 | 2.2038 | 3.2399 | 3.2399 | 3.2399 | 1.6565 | 1.6882 | 1.6882 | 1.8664 | 2.096 | 2.096
2024-12-17 04:00 | 1 | 1.1689 | 2.2912 | 3.3685 | 3.3685 | 3.3685 | 1.6718 | 1.7037 | 1.7037 | 1.8836 | 2.1154 | 2.1154
2024-12-17 05:00 | 1.0763 | 1.2581 | 2.4661 | 3.6256 | 3.6256 | 3.6256 | 1.8359 | 1.871 | 1.871 | 2.0685 | 2.323 | 2.323
2024-12-17 06:00 | 1.1603 | 1.3563 | 2.6585 | 3.9085 | 3.9085 | 3.9085 | 2.0229 | 2.0616 | 2.0616 | 2.2792 | 2.5597 | 2.5597
2024-12-17 07:00 | 1.271 | 1.4857 | 2.9121 | 4.2814 | 4.2814 | 4.2814 | 2.5763 | 2.6256 | 2.6256 | 2.9028 | 3.26 | 3.26
2024-12-17 08:00 | 1.3817 | 1.6151 | 3.1657 | 4.6542 | 4.6542 | 4.6542 | 2.6679 | 2.719 | 2.719 | 3.006 | 3.3759 | 3.3759
2024-12-17 09:00 | 1.4618 | 1.7088 | 3.3494 | 4.9242 | 4.9242 | 4.9242 | 2.7557 | 2.8084 | 2.8084 | 3.1049 | 3.4869 | 3.4869
2024-12-17 10:00 | 1.5191 | 1.7757 | 3.4806 | 5.117 | 5.117 | 5.117 | 2.8282 | 2.8823 | 2.8823 | 3.1866 | 3.5787 | 3.5787
2024-12-17 11:00 | 1.7519 | 2.0478 | 4.014 | 5.9013 | 5.9013 | 5.9013 | 2.645 | 2.6956 | 2.6956 | 2.9802 | 3.3469 | 3.3469
2024-12-17 12:00 | 1.7481 | 2.0434 | 4.0053 | 5.8885 | 5.8885 | 5.8885 | 2.6145 | 2.6645 | 2.6645 | 2.9458 | 3.3083 | 3.3083
2024-12-17 13:00 | 1.9771 | 2.3111 | 4.53 | 6.6599 | 6.6599 | 6.6599 | 3.0611 | 3.1196 | 3.1196 | 3.4489 | 3.8733 | 3.8733
2024-12-17 14:00 | 2.1107 | 2.4672 | 4.8361 | 7.1099 | 7.1099 | 7.1099 | 3.0038 | 3.0613 | 3.0613 | 3.3844 | 3.8009 | 3.8009
2024-12-17 15:00 | 1.8893 | 2.2084 | 4.3289 | 6.3642 | 6.3642 | 6.3642 | 3.1107 | 3.1702 | 3.1702 | 3.5048 | 3.9361 | 3.9361
2024-12-17 16:00 | 2.0573 | 2.4047 | 4.7136 | 6.9299 | 6.9299 | 6.9299 | 3.5305 | 3.5981 | 3.5981 | 3.9778 | 4.4674 | 4.4674
2024-12-17 17:00 | 2.1641 | 2.5297 | 4.9585 | 7.2899 | 7.2899 | 7.2899 | 3.5229 | 3.5903 | 3.5903 | 3.9692 | 4.4577 | 4.4577
2024-12-17 18:00 | 1.9924 | 2.3289 | 4.565 | 6.7113 | 6.7113 | 6.7113 | 3.2481 | 3.3102 | 3.3102 | 3.6596 | 4.11 | 4.11
2024-12-17 19:00 | 1.8321 | 2.1415 | 4.1977 | 6.1713 | 6.1713 | 6.1713 | 2.8931 | 2.9485 | 2.9485 | 3.2597 | 3.6608 | 3.6608
2024-12-17 20:00 | 1.3893 | 1.624 | 3.1832 | 4.6799 | 4.6799 | 4.6799 | 2.4275 | 2.4739 | 2.4739 | 2.735 | 3.0716 | 3.0716
2024-12-17 21:00 | 1.1718 | 1.3697 | 2.6848 | 3.9471 | 3.9471 | 3.9471 | 2.1832 | 2.225 | 2.225 | 2.4598 | 2.7625 | 2.7625
2024-12-17 22:00 | 1.0076 | 1.1778 | 2.3087 | 3.3942 | 3.3942 | 3.3942 | 1.9122 | 1.9488 | 1.9488 | 2.1545 | 2.4196 | 2.4196
2024-12-17 23:00 | 1 | 1.1689 | 2.2912 | 3.3685 | 3.3685 | 3.3685 | 1.8015 | 1.836 | 1.836 | 2.0298 | 2.2796 | 2.2796
2024-12-18 | 0.9084 | 1.0618 | 2.0813 | 3.0599 | 3.0599 | 3.0599 | 1.6908 | 1.7232 | 1.7232 | 1.9051 | 2.1395 | 2.1395
2024-12-18 01:00 | 0.85115 | 0.99491 | 1.9502 | 2.8671 | 2.8671 | 2.8671 | 1.4237 | 1.4509 | 1.4509 | 1.604 | 1.8014 | 1.8014
2024-12-18 02:00 | 0.84733 | 0.99045 | 1.9414 | 2.8542 | 2.8542 | 2.8542 | 1.4313 | 1.4587 | 1.4587 | 1.6126 | 1.8111 | 1.8111
2024-12-18 03:00 | 0.84733 | 0.99045 | 1.9414 | 2.8542 | 2.8542 | 2.8542 | 1.3435 | 1.3692 | 1.3692 | 1.5137 | 1.7 | 1.7
2024-12-18 04:00 | 0.84733 | 0.99045 | 1.9414 | 2.8542 | 2.8542 | 2.8542 | 1.3588 | 1.3848 | 1.3848 | 1.5309 | 1.7193 | 1.7193
2024-12-18 05:00 | 0.81298 | 0.9503 | 1.8627 | 2.7385 | 2.7385 | 2.7385 | 1.6603 | 1.6921 | 1.6921 | 1.8707 | 2.1009 | 2.1009
2024-12-18 06:00 | 1.0687 | 1.2492 | 2.4486 | 3.5999 | 3.5999 | 3.5999 | 1.7748 | 1.8088 | 1.8088 | 1.9997 | 2.2457 | 2.2457
2024-12-18 07:00 | 1.0573 | 1.2358 | 2.4224 | 3.5614 | 3.5614 | 3.5614 | 1.8702 | 1.906 | 1.906 | 2.1072 | 2.3665 | 2.3665
2024-12-18 08:00 | 1.0763 | 1.2581 | 2.4661 | 3.6256 | 3.6256 | 3.6256 | 1.9962 | 2.0344 | 2.0344 | 2.2491 | 2.5259 | 2.5259
2024-12-18 09:00 | 1.126 | 1.3161 | 2.5798 | 3.7928 | 3.7928 | 3.7928 | 1.8053 | 1.8399 | 1.8399 | 2.0341 | 2.2844 | 2.2844
2024-12-18 10:00 | 0.84351 | 0.98599 | 1.9327 | 2.8414 | 2.8414 | 2.8414 | 0.98473 | 1.0036 | 1.0036 | 1.1095 | 1.246 | 1.246
2024-12-18 11:00 | 0.87786 | 1.0261 | 2.0114 | 2.9571 | 2.9571 | 2.9571 | 0.58015 | 0.59125 | 0.59125 | 0.65366 | 0.73409 | 0.73409
2024-12-18 12:00 | 0.62595 | 0.73168 | 1.4342 | 2.1085 | 2.1085 | 2.1085 | 0.41221 | 0.4201 | 0.4201 | 0.46444 | 0.52159 | 0.52159
2024-12-18 13:00 | 0.68321 | 0.79861 | 1.5654 | 2.3014 | 2.3014 | 2.3014 | 0.45802 | 0.46677 | 0.46677 | 0.51604 | 0.57955 | 0.57955
2024-12-18 14:00 | 0.69466 | 0.81199 | 1.5916 | 2.34 | 2.34 | 2.34 | 0.59924 | 0.6107 | 0.6107 | 0.67516 | 0.75824 | 0.75824
2024-12-18 15:00 | 0.88931 | 1.0395 | 2.0376 | 2.9957 | 2.9957 | 2.9957 | 0.95038 | 0.96856 | 0.96856 | 1.0708 | 1.2026 | 1.2026
2024-12-18 16:00 | 0.9084 | 1.0618 | 2.0813 | 3.0599 | 3.0599 | 3.0599 | 1.3282 | 1.3536 | 1.3536 | 1.4965 | 1.6807 | 1.6807
2024-12-18 17:00 | 1.0954 | 1.2804 | 2.5099 | 3.6899 | 3.6899 | 3.6899 | 1.6832 | 1.7154 | 1.7154 | 1.8965 | 2.1298 | 2.1298
2024-12-18 18:00 | 1.1679 | 1.3652 | 2.676 | 3.9342 | 3.9342 | 3.9342 | 1.9351 | 1.9721 | 1.9721 | 2.1803 | 2.4486 | 2.4486
2024-12-18 19:00 | 1.2023 | 1.4054 | 2.7547 | 4.0499 | 4.0499 | 4.0499 | 2.1031 | 2.1433 | 2.1433 | 2.3695 | 2.6611 | 2.6611
2024-12-18 20:00 | 1.0496 | 1.2269 | 2.4049 | 3.5356 | 3.5356 | 3.5356 | 2.0229 | 2.0616 | 2.0616 | 2.2792 | 2.5597 | 2.5597
2024-12-18 21:00 | 1.0458 | 1.2224 | 2.3962 | 3.5228 | 3.5228 | 3.5228 | 2.0573 | 2.0966 | 2.0966 | 2.3179 | 2.6031 | 2.6031
2024-12-18 22:00 | 1 | 1.1689 | 2.2912 | 3.3685 | 3.3685 | 3.3685 | 1.7328 | 1.766 | 1.766 | 1.9524 | 2.1926 | 2.1926
2024-12-18 23:00 | 0.96565 | 1.1288 | 2.2125 | 3.2528 | 3.2528 | 3.2528 | 1.6412 | 1.6726 | 1.6726 | 1.8492 | 2.0767 | 2.0767
2024-12-19 | 0.9084 | 1.0618 | 2.0813 | 3.0599 | 3.0599 | 3.0599 | 1.4847 | 1.5131 | 1.5131 | 1.6728 | 1.8787 | 1.8787
2024-12-19 01:00 | 0.83969 | 0.98153 | 1.9239 | 2.8285 | 2.8285 | 2.8285 | 1.2901 | 1.3147 | 1.3147 | 1.4535 | 1.6324 | 1.6324
2024-12-19 02:00 | 0.81298 | 0.9503 | 1.8627 | 2.7385 | 2.7385 | 2.7385 | 1.2901 | 1.3147 | 1.3147 | 1.4535 | 1.6324 | 1.6324
2024-12-19 03:00 | 0.81298 | 0.9503 | 1.8627 | 2.7385 | 2.7385 | 2.7385 | 1.2939 | 1.3186 | 1.3186 | 1.4578 | 1.6372 | 1.6372
2024-12-19 04:00 | 0.80916 | 0.94584 | 1.854 | 2.7257 | 2.7257 | 2.7257 | 1.271 | 1.2953 | 1.2953 | 1.432 | 1.6082 | 1.6082
2024-12-19 05:00 | 0.78626 | 0.91907 | 1.8015 | 2.6485 | 2.6485 | 2.6485 | 1.5229 | 1.552 | 1.552 | 1.7158 | 1.927 | 1.927
2024-12-19 06:00 | 0.9084 | 1.0618 | 2.0813 | 3.0599 | 3.0599 | 3.0599 | 1.626 | 1.657 | 1.657 | 1.832 | 2.0574 | 2.0574
2024-12-19 07:00 | 1 | 1.1689 | 2.2912 | 3.3685 | 3.3685 | 3.3685 | 1.7137 | 1.7465 | 1.7465 | 1.9309 | 2.1685 | 2.1685
2024-12-19 08:00 | 0.98855 | 1.1555 | 2.265 | 3.3299 | 3.3299 | 3.3299 | 1.4237 | 1.4509 | 1.4509 | 1.604 | 1.8014 | 1.8014
2024-12-19 09:00 | 0.9542 | 1.1154 | 2.1863 | 3.2142 | 3.2142 | 3.2142 | 1.3168 | 1.342 | 1.342 | 1.4836 | 1.6662 | 1.6662
2024-12-19 10:00 | 0.90076 | 1.0529 | 2.0639 | 3.0342 | 3.0342 | 3.0342 | 1.0496 | 1.0697 | 1.0697 | 1.1826 | 1.3281 | 1.3281
2024-12-19 11:00 | 0.6145 | 0.7183 | 1.408 | 2.07 | 2.07 | 2.07 | 0.63359 | 0.6457 | 0.6457 | 0.71386 | 0.80171 | 0.80171
2024-12-19 12:00 | 0.54198 | 0.63353 | 1.2418 | 1.8257 | 1.8257 | 1.8257 | 0.41603 | 0.42399 | 0.42399 | 0.46874 | 0.52642 | 0.52642
2024-12-19 13:00 | 0.67176 | 0.78522 | 1.5391 | 2.2628 | 2.2628 | 2.2628 | 0.48855 | 0.49789 | 0.49789 | 0.55045 | 0.61818 | 0.61818
2024-12-19 14:00 | 0.72901 | 0.85215 | 1.6703 | 2.4557 | 2.4557 | 2.4557 | 0.61832 | 0.63015 | 0.63015 | 0.69666 | 0.78239 | 0.78239
2024-12-19 15:00 | 0.97328 | 1.1377 | 2.23 | 3.2785 | 3.2785 | 3.2785 | 0.9771 | 0.99579 | 0.99579 | 1.1009 | 1.2364 | 1.2364
2024-12-19 16:00 | 1.0611 | 1.2403 | 2.4312 | 3.5742 | 3.5742 | 3.5742 | 1.3817 | 1.4081 | 1.4081 | 1.5567 | 1.7483 | 1.7483
2024-12-19 17:00 | 1.2634 | 1.4768 | 2.8946 | 4.2556 | 4.2556 | 4.2556 | 1.8855 | 1.9216 | 1.9216 | 2.1244 | 2.3858 | 2.3858
2024-12-19 18:00 | 1.1603 | 1.3563 | 2.6585 | 3.9085 | 3.9085 | 3.9085 | 2.0344 | 2.0733 | 2.0733 | 2.2921 | 2.5742 | 2.5742
2024-12-19 19:00 | 1.2328 | 1.4411 | 2.8247 | 4.1528 | 4.1528 | 4.1528 | 2.1183 | 2.1588 | 2.1588 | 2.3867 | 2.6804 | 2.6804
2024-12-19 20:00 | 1.1298 | 1.3206 | 2.5886 | 3.8056 | 3.8056 | 3.8056 | 2.1031 | 2.1433 | 2.1433 | 2.3695 | 2.6611 | 2.6611
2024-12-19 21:00 | 1.0687 | 1.2492 | 2.4486 | 3.5999 | 3.5999 | 3.5999 | 1.8206 | 1.8554 | 1.8554 | 2.0513 | 2.3037 | 2.3037
2024-12-19 22:00 | 1.0038 | 1.1734 | 2.3 | 3.3814 | 3.3814 | 3.3814 | 1.7481 | 1.7815 | 1.7815 | 1.9696 | 2.2119 | 2.2119
2024-12-19 23:00 | 0.9084 | 1.0618 | 2.0813 | 3.0599 | 3.0599 | 3.0599 | 1.5305 | 1.5598 | 1.5598 | 1.7244 | 1.9367 | 1.9367
2024-12-20 | 0.88168 | 1.0306 | 2.0201 | 2.9699 | 2.9699 | 2.9699 | 1.4656 | 1.4937 | 1.4937 | 1.6513 | 1.8546 | 1.8546
2024-12-20 01:00 | 0.82443 | 0.96368 | 1.889 | 2.7771 | 2.7771 | 2.7771 | 1.3244 | 1.3498 | 1.3498 | 1.4922 | 1.6759 | 1.6759
2024-12-20 02:00 | 0.81679 | 0.95476 | 1.8715 | 2.7514 | 2.7514 | 2.7514 | 1.2824 | 1.307 | 1.307 | 1.4449 | 1.6227 | 1.6227
2024-12-20 03:00 | 0.80534 | 0.94138 | 1.8452 | 2.7128 | 2.7128 | 2.7128 | 1.3168 | 1.342 | 1.342 | 1.4836 | 1.6662 | 1.6662
2024-12-20 04:00 | 0.81298 | 0.9503 | 1.8627 | 2.7385 | 2.7385 | 2.7385 | 1.2901 | 1.3147 | 1.3147 | 1.4535 | 1.6324 | 1.6324
2024-12-20 05:00 | 0.84733 | 0.99045 | 1.9414 | 2.8542 | 2.8542 | 2.8542 | 1.5763 | 1.6065 | 1.6065 | 1.7761 | 1.9946 | 1.9946
2024-12-20 06:00 | 0.98092 | 1.1466 | 2.2475 | 3.3042 | 3.3042 | 3.3042 | 1.6374 | 1.6687 | 1.6687 | 1.8449 | 2.0719 | 2.0719
2024-12-20 07:00 | 1.0305 | 1.2046 | 2.3612 | 3.4714 | 3.4714 | 3.4714 | 1.7939 | 1.8282 | 1.8282 | 2.0212 | 2.2699 | 2.2699
2024-12-20 08:00 | 0.91985 | 1.0752 | 2.1076 | 3.0985 | 3.0985 | 3.0985 | 1.4313 | 1.4587 | 1.4587 | 1.6126 | 1.8111 | 1.8111
2024-12-20 09:00 | 0.79389 | 0.92799 | 1.819 | 2.6742 | 2.6742 | 2.6742 | 1.0573 | 1.0775 | 1.0775 | 1.1912 | 1.3378 | 1.3378
2024-12-20 10:00 | 0.69847 | 0.81645 | 1.6004 | 2.3528 | 2.3528 | 2.3528 | 0.69084 | 0.70405 | 0.70405 | 0.77837 | 0.87415 | 0.87415
2024-12-20 11:00 | 0.79008 | 0.92353 | 1.8102 | 2.6614 | 2.6614 | 2.6614 | 0.54962 | 0.56013 | 0.56013 | 0.61925 | 0.69546 | 0.69546
2024-12-20 12:00 | 0.72901 | 0.85215 | 1.6703 | 2.4557 | 2.4557 | 2.4557 | 0.53053 | 0.54068 | 0.54068 | 0.59775 | 0.67131 | 0.67131
2024-12-20 13:00 | 0.83206 | 0.97261 | 1.9064 | 2.8028 | 2.8028 | 2.8028 | 0.62977 | 0.64181 | 0.64181 | 0.70956 | 0.79688 | 0.79688
2024-12-20 14:00 | 0.91603 | 1.0708 | 2.0988 | 3.0857 | 3.0857 | 3.0857 | 0.93893 | 0.95689 | 0.95689 | 1.0579 | 1.1881 | 1.1881
2024-12-20 15:00 | 1.1336 | 1.3251 | 2.5973 | 3.8185 | 3.8185 | 3.8185 | 1.3092 | 1.3342 | 1.3342 | 1.475 | 1.6565 | 1.6565
2024-12-20 16:00 | 1.2863 | 1.5035 | 2.9471 | 4.3328 | 4.3328 | 4.3328 | 1.9275 | 1.9643 | 1.9643 | 2.1717 | 2.4389 | 2.4389
2024-12-20 17:00 | 1.5305 | 1.7891 | 3.5068 | 5.1556 | 5.1556 | 5.1556 | 2.2557 | 2.2989 | 2.2989 | 2.5415 | 2.8543 | 2.8543
2024-12-20 18:00 | 1.4656 | 1.7132 | 3.3581 | 4.9371 | 4.9371 | 4.9371 | 2.4885 | 2.5361 | 2.5361 | 2.8038 | 3.1489 | 3.1489
2024-12-20 19:00 | 1.4771 | 1.7266 | 3.3844 | 4.9756 | 4.9756 | 4.9756 | 2.4351 | 2.4817 | 2.4817 | 2.7436 | 3.0813 | 3.0813
2024-12-20 20:00 | 1.3321 | 1.5571 | 3.0521 | 4.4871 | 4.4871 | 4.4871 | 2.2863 | 2.33 | 2.33 | 2.5759 | 2.8929 | 2.8929
2024-12-20 21:00 | 1.229 | 1.4366 | 2.8159 | 4.1399 | 4.1399 | 4.1399 | 2.1756 | 2.2172 | 2.2172 | 2.4512 | 2.7529 | 2.7529
2024-12-20 22:00 | 1.0916 | 1.276 | 2.5011 | 3.6771 | 3.6771 | 3.6771 | 1.8092 | 1.8438 | 1.8438 | 2.0384 | 2.2892 | 2.2892
2024-12-20 23:00 | 0.97328 | 1.1377 | 2.23 | 3.2785 | 3.2785 | 3.2785 | 1.6756 | 1.7076 | 1.7076 | 1.8879 | 2.1202 | 2.1202
2024-12-21 | 0.92748 | 1.0841 | 2.1251 | 3.1242 | 3.1242 | 3.1242 | 1.5267 | 1.5559 | 1.5559 | 1.7201 | 1.9318 | 1.9318
2024-12-21 01:00 | 0.87786 | 1.0261 | 2.0114 | 2.9571 | 2.9571 | 2.9571 | 1.355 | 1.3809 | 1.3809 | 1.5266 | 1.7145 | 1.7145
2024-12-21 02:00 | 0.83969 | 0.98153 | 1.9239 | 2.8285 | 2.8285 | 2.8285 | 1.2595 | 1.2836 | 1.2836 | 1.4191 | 1.5938 | 1.5938
2024-12-21 03:00 | 0.77099 | 0.90122 | 1.7665 | 2.5971 | 2.5971 | 2.5971 | 1.2977 | 1.3225 | 1.3225 | 1.4621 | 1.6421 | 1.6421
2024-12-21 04:00 | 0.74809 | 0.87445 | 1.7141 | 2.52 | 2.52 | 2.52 | 1.313 | 1.3381 | 1.3381 | 1.4793 | 1.6614 | 1.6614
2024-12-21 05:00 | 0.79771 | 0.93245 | 1.8277 | 2.6871 | 2.6871 | 2.6871 | 1.3473 | 1.3731 | 1.3731 | 1.518 | 1.7048 | 1.7048
2024-12-21 06:00 | 0.78244 | 0.91461 | 1.7928 | 2.6357 | 2.6357 | 2.6357 | 1.4008 | 1.4276 | 1.4276 | 1.5782 | 1.7725 | 1.7725
2024-12-21 07:00 | 0.92748 | 1.0841 | 2.1251 | 3.1242 | 3.1242 | 3.1242 | 1.3817 | 1.4081 | 1.4081 | 1.5567 | 1.7483 | 1.7483
2024-12-21 08:00 | 0.81298 | 0.9503 | 1.8627 | 2.7385 | 2.7385 | 2.7385 | 1.0458 | 1.0658 | 1.0658 | 1.1783 | 1.3233 | 1.3233
2024-12-21 09:00 | 0.72901 | 0.85215 | 1.6703 | 2.4557 | 2.4557 | 2.4557 | 0.76336 | 0.77796 | 0.77796 | 0.86007 | 0.96591 | 0.96591
2024-12-21 10:00 | 0.65649 | 0.76738 | 1.5042 | 2.2114 | 2.2114 | 2.2114 | 0.40076 | 0.40843 | 0.40843 | 0.45154 | 0.5071 | 0.5071
2024-12-21 11:00 | 0.67176 | 0.78522 | 1.5391 | 2.2628 | 2.2628 | 2.2628 | 0.38931 | 0.39676 | 0.39676 | 0.43864 | 0.49262 | 0.49262
2024-12-21 12:00 | 0.84351 | 0.98599 | 1.9327 | 2.8414 | 2.8414 | 2.8414 | 0.85878 | 0.8752 | 0.8752 | 0.96758 | 1.0867 | 1.0867
2024-12-21 13:00 | 1.1985 | 1.4009 | 2.746 | 4.0371 | 4.0371 | 4.0371 | 1.1221 | 1.1436 | 1.1436 | 1.2643 | 1.4199 | 1.4199
2024-12-21 14:00 | 1.3282 | 1.5526 | 3.0433 | 4.4742 | 4.4742 | 4.4742 | 1.6756 | 1.7076 | 1.7076 | 1.8879 | 2.1202 | 2.1202
2024-12-21 15:00 | 1.4924 | 1.7444 | 3.4194 | 5.0271 | 5.0271 | 5.0271 | 1.8588 | 1.8943 | 1.8943 | 2.0943 | 2.352 | 2.352
2024-12-21 16:00 | 1.7023 | 1.9898 | 3.9003 | 5.7342 | 5.7342 | 5.7342 | 2.5191 | 2.5673 | 2.5673 | 2.8382 | 3.1875 | 3.1875
2024-12-21 17:00 | 1.4466 | 1.6909 | 3.3144 | 4.8728 | 4.8728 | 4.8728 | 2.1756 | 2.2172 | 2.2172 | 2.4512 | 2.7529 | 2.7529
2024-12-21 18:00 | 1.6069 | 1.8783 | 3.6817 | 5.4128 | 5.4128 | 5.4128 | 2.5763 | 2.6256 | 2.6256 | 2.9028 | 3.26 | 3.26
2024-12-21 19:00 | 1.3282 | 1.5526 | 3.0433 | 4.4742 | 4.4742 | 4.4742 | 2.2443 | 2.2872 | 2.2872 | 2.5286 | 2.8398 | 2.8398
2024-12-21 20:00 | 1.1298 | 1.3206 | 2.5886 | 3.8056 | 3.8056 | 3.8056 | 2.042 | 2.081 | 2.081 | 2.3007 | 2.5838 | 2.5838
2024-12-21 21:00 | 1.0267 | 1.2001 | 2.3524 | 3.4585 | 3.4585 | 3.4585 | 1.9122 | 1.9488 | 1.9488 | 2.1545 | 2.4196 | 2.4196
2024-12-21 22:00 | 0.89313 | 1.044 | 2.0464 | 3.0085 | 3.0085 | 3.0085 | 1.7557 | 1.7893 | 1.7893 | 1.9782 | 2.2216 | 2.2216
2024-12-21 23:00 | 0.92366 | 1.0797 | 2.1163 | 3.1114 | 3.1114 | 3.1114 | 1.7977 | 1.8321 | 1.8321 | 2.0255 | 2.2747 | 2.2747
2024-12-22 | 0.80916 | 0.94584 | 1.854 | 2.7257 | 2.7257 | 2.7257 | 1.4962 | 1.5248 | 1.5248 | 1.6857 | 1.8932 | 1.8932
2024-12-22 01:00 | 0.80534 | 0.94138 | 1.8452 | 2.7128 | 2.7128 | 2.7128 | 1.4046 | 1.4314 | 1.4314 | 1.5825 | 1.7773 | 1.7773
2024-12-22 02:00 | 0.80153 | 0.93691 | 1.8365 | 2.7 | 2.7 | 2.7 | 1.2939 | 1.3186 | 1.3186 | 1.4578 | 1.6372 | 1.6372
2024-12-22 03:00 | 0.75954 | 0.88784 | 1.7403 | 2.5585 | 2.5585 | 2.5585 | 1.3168 | 1.342 | 1.342 | 1.4836 | 1.6662 | 1.6662
2024-12-22 04:00 | 0.75954 | 0.88784 | 1.7403 | 2.5585 | 2.5585 | 2.5585 | 1.3359 | 1.3614 | 1.3614 | 1.5051 | 1.6903 | 1.6903
2024-12-22 05:00 | 0.72901 | 0.85215 | 1.6703 | 2.4557 | 2.4557 | 2.4557 | 1.2977 | 1.3225 | 1.3225 | 1.4621 | 1.6421 | 1.6421
2024-12-22 06:00 | 0.81679 | 0.95476 | 1.8715 | 2.7514 | 2.7514 | 2.7514 | 1.271 | 1.2953 | 1.2953 | 1.432 | 1.6082 | 1.6082
2024-12-22 07:00 | 0.85496 | 0.99937 | 1.9589 | 2.8799 | 2.8799 | 2.8799 | 1.2176 | 1.2408 | 1.2408 | 1.3718 | 1.5406 | 1.5406
2024-12-22 08:00 | 0.82061 | 0.95922 | 1.8802 | 2.7642 | 2.7642 | 2.7642 | 1.187 | 1.2097 | 1.2097 | 1.3374 | 1.502 | 1.502
2024-12-22 09:00 | 0.87786 | 1.0261 | 2.0114 | 2.9571 | 2.9571 | 2.9571 | 1.1336 | 1.1553 | 1.1553 | 1.2772 | 1.4344 | 1.4344
2024-12-22 10:00 | 0.87786 | 1.0261 | 2.0114 | 2.9571 | 2.9571 | 2.9571 | 0.98855 | 1.0075 | 1.0075 | 1.1138 | 1.2509 | 1.2509
2024-12-22 11:00 | 0.55344 | 0.64692 | 1.268 | 1.8643 | 1.8643 | 1.8643 | 0.4313 | 0.43955 | 0.43955 | 0.48594 | 0.54574 | 0.54574
2024-12-22 12:00 | 0.74427 | 0.86999 | 1.7053 | 2.5071 | 2.5071 | 2.5071 | 0.29771 | 0.3034 | 0.3034 | 0.33543 | 0.37671 | 0.37671
2024-12-22 13:00 | 0.58779 | 0.68707 | 1.3468 | 1.98 | 1.98 | 1.98 | 0.39695 | 0.40454 | 0.40454 | 0.44724 | 0.50228 | 0.50228
2024-12-22 14:00 | 0.62595 | 0.73168 | 1.4342 | 2.1085 | 2.1085 | 2.1085 | 0.21374 | 0.21783 | 0.21783 | 0.24082 | 0.27046 | 0.27046
2024-12-22 15:00 | 0.79771 | 0.93245 | 1.8277 | 2.6871 | 2.6871 | 2.6871 | 1.0611 | 1.0814 | 1.0814 | 1.1955 | 1.3426 | 1.3426
2024-12-22 16:00 | 1.1221 | 1.3117 | 2.5711 | 3.7799 | 3.7799 | 3.7799 | 1.5573 | 1.587 | 1.587 | 1.7546 | 1.9705 | 1.9705
2024-12-22 17:00 | 1.2023 | 1.4054 | 2.7547 | 4.0499 | 4.0499 | 4.0499 | 1.8168 | 1.8515 | 1.8515 | 2.047 | 2.2989 | 2.2989
2024-12-22 18:00 | 1.2023 | 1.4054 | 2.7547 | 4.0499 | 4.0499 | 4.0499 | 1.9046 | 1.941 | 1.941 | 2.1459 | 2.41 | 2.41
2024-12-22 19:00 | 1.0954 | 1.2804 | 2.5099 | 3.6899 | 3.6899 | 3.6899 | 1.9504 | 1.9877 | 1.9877 | 2.1975 | 2.4679 | 2.4679
2024-12-22 20:00 | 1.0344 | 1.2091 | 2.3699 | 3.4842 | 3.4842 | 3.4842 | 1.8588 | 1.8943 | 1.8943 | 2.0943 | 2.352 | 2.352
2024-12-22 21:00 | 1.0344 | 1.2091 | 2.3699 | 3.4842 | 3.4842 | 3.4842 | 1.8664 | 1.9021 | 1.9021 | 2.1029 | 2.3617 | 2.3617
2024-12-22 22:00 | 1.0229 | 1.1957 | 2.3437 | 3.4457 | 3.4457 | 3.4457 | 1.645 | 1.6765 | 1.6765 | 1.8535 | 2.0815 | 2.0815
2024-12-22 23:00 | 0.88931 | 1.0395 | 2.0376 | 2.9957 | 2.9957 | 2.9957 | 1.626 | 1.657 | 1.657 | 1.832 | 2.0574 | 2.0574
2024-12-23 | 0.88931 | 1.0395 | 2.0376 | 2.9957 | 2.9957 | 2.9957 | 1.4008 | 1.4276 | 1.4276 | 1.5782 | 1.7725 | 1.7725
2024-12-23 01:00 | 0.83206 | 0.97261 | 1.9064 | 2.8028 | 2.8028 | 2.8028 | 1.3206 | 1.3459 | 1.3459 | 1.4879 | 1.671 | 1.671
2024-12-23 02:00 | 0.83206 | 0.97261 | 1.9064 | 2.8028 | 2.8028 | 2.8028 | 1.2786 | 1.3031 | 1.3031 | 1.4406 | 1.6179 | 1.6179
2024-12-23 03:00 | 0.82824 | 0.96814 | 1.8977 | 2.7899 | 2.7899 | 2.7899 | 1.2824 | 1.307 | 1.307 | 1.4449 | 1.6227 | 1.6227
2024-12-23 04:00 | 0.80534 | 0.94138 | 1.8452 | 2.7128 | 2.7128 | 2.7128 | 1.3511 | 1.377 | 1.377 | 1.5223 | 1.7097 | 1.7097
2024-12-23 05:00 | 0.80534 | 0.94138 | 1.8452 | 2.7128 | 2.7128 | 2.7128 | 1.4237 | 1.4509 | 1.4509 | 1.604 | 1.8014 | 1.8014
2024-12-23 06:00 | 0.91603 | 1.0708 | 2.0988 | 3.0857 | 3.0857 | 3.0857 | 1.5344 | 1.5637 | 1.5637 | 1.7287 | 1.9415 | 1.9415
2024-12-23 07:00 | 0.95038 | 1.1109 | 2.1775 | 3.2014 | 3.2014 | 3.2014 | 1.458 | 1.4859 | 1.4859 | 1.6427 | 1.8449 | 1.8449
2024-12-23 08:00 | 0.87786 | 1.0261 | 2.0114 | 2.9571 | 2.9571 | 2.9571 | 1.229 | 1.2525 | 1.2525 | 1.3847 | 1.5551 | 1.5551
2024-12-23 09:00 | 1.084 | 1.2671 | 2.4836 | 3.6514 | 3.6514 | 3.6514 | 1.4351 | 1.4626 | 1.4626 | 1.6169 | 1.8159 | 1.8159
2024-12-23 10:00 | 0.73282 | 0.85661 | 1.6791 | 2.4685 | 2.4685 | 2.4685 | 1.2672 | 1.2914 | 1.2914 | 1.4277 | 1.6034 | 1.6034
2024-12-23 11:00 | 0.97328 | 1.1377 | 2.23 | 3.2785 | 3.2785 | 3.2785 | 1.6565 | 1.6882 | 1.6882 | 1.8664 | 2.096 | 2.096
2024-12-23 12:00 | 0.83588 | 0.97707 | 1.9152 | 2.8157 | 2.8157 | 2.8157 | 1.2405 | 1.2642 | 1.2642 | 1.3976 | 1.5696 | 1.5696
2024-12-23 13:00 | 0.46183 | 0.53984 | 1.0582 | 1.5557 | 1.5557 | 1.5557 | 0.41985 | 0.42788 | 0.42788 | 0.47304 | 0.53125 | 0.53125
2024-12-23 14:00 | 0.66412 | 0.7763 | 1.5217 | 2.2371 | 2.2371 | 2.2371 | 0.77481 | 0.78963 | 0.78963 | 0.87298 | 0.9804 | 0.9804
2024-12-23 15:00 | 0.83588 | 0.97707 | 1.9152 | 2.8157 | 2.8157 | 2.8157 | 0.79771 | 0.81297 | 0.81297 | 0.89878 | 1.0094 | 1.0094
2024-12-23 16:00 | 0.9542 | 1.1154 | 2.1863 | 3.2142 | 3.2142 | 3.2142 | 1.0649 | 1.0853 | 1.0853 | 1.1998 | 1.3474 | 1.3474
2024-12-23 17:00 | 0.9084 | 1.0618 | 2.0813 | 3.0599 | 3.0599 | 3.0599 | 1.1298 | 1.1514 | 1.1514 | 1.2729 | 1.4296 | 1.4296
2024-12-23 18:00 | 0.92748 | 1.0841 | 2.1251 | 3.1242 | 3.1242 | 3.1242 | 1.5725 | 1.6026 | 1.6026 | 1.7718 | 1.9898 | 1.9898
2024-12-23 19:00 | 0.98473 | 1.1511 | 2.2563 | 3.3171 | 3.3171 | 3.3171 | 1.7366 | 1.7699 | 1.7699 | 1.9567 | 2.1975 | 2.1975
2024-12-23 20:00 | 0.95802 | 1.1198 | 2.195 | 3.2271 | 3.2271 | 3.2271 | 1.7977 | 1.8321 | 1.8321 | 2.0255 | 2.2747 | 2.2747
2024-12-23 21:00 | 0.9542 | 1.1154 | 2.1863 | 3.2142 | 3.2142 | 3.2142 | 1.6985 | 1.731 | 1.731 | 1.9137 | 2.1492 | 2.1492
2024-12-23 22:00 | 0.90458 | 1.0574 | 2.0726 | 3.0471 | 3.0471 | 3.0471 | 1.6221 | 1.6532 | 1.6532 | 1.8277 | 2.0526 | 2.0526
2024-12-23 23:00 | 0.84733 | 0.99045 | 1.9414 | 2.8542 | 2.8542 | 2.8542 | 1.5153 | 1.5442 | 1.5442 | 1.7072 | 1.9173 | 1.9173
2024-12-24 | 0.85878 | 1.0038 | 1.9677 | 2.8928 | 2.8928 | 2.8928 | 1.3473 | 1.3731 | 1.3731 | 1.518 | 1.7048 | 1.7048
2024-12-24 01:00 | 0.85878 | 1.0038 | 1.9677 | 2.8928 | 2.8928 | 2.8928 | 1.3244 | 1.3498 | 1.3498 | 1.4922 | 1.6759 | 1.6759
2024-12-24 02:00 | 0.82824 | 0.96814 | 1.8977 | 2.7899 | 2.7899 | 2.7899 | 1.2672 | 1.2914 | 1.2914 | 1.4277 | 1.6034 | 1.6034
2024-12-24 03:00 | 0.76336 | 0.8923 | 1.749 | 2.5714 | 2.5714 | 2.5714 | 1.2519 | 1.2758 | 1.2758 | 1.4105 | 1.5841 | 1.5841
2024-12-24 04:00 | 0.83969 | 0.98153 | 1.9239 | 2.8285 | 2.8285 | 2.8285 | 1.3015 | 1.3264 | 1.3264 | 1.4664 | 1.6469 | 1.6469
2024-12-24 05:00 | 0.83969 | 0.98153 | 1.9239 | 2.8285 | 2.8285 | 2.8285 | 1.3779 | 1.4042 | 1.4042 | 1.5524 | 1.7435 | 1.7435
2024-12-24 06:00 | 1.0038 | 1.1734 | 2.3 | 3.3814 | 3.3814 | 3.3814 | 1.5 | 1.5287 | 1.5287 | 1.69 | 1.898 | 1.898
2024-12-24 07:00 | 1.0725 | 1.2537 | 2.4574 | 3.6128 | 3.6128 | 3.6128 | 1.4885 | 1.517 | 1.517 | 1.6771 | 1.8835 | 1.8835
2024-12-24 08:00 | 0.91603 | 1.0708 | 2.0988 | 3.0857 | 3.0857 | 3.0857 | 1.2214 | 1.2447 | 1.2447 | 1.3761 | 1.5455 | 1.5455
2024-12-24 09:00 | 0.81298 | 0.9503 | 1.8627 | 2.7385 | 2.7385 | 2.7385 | 0.92366 | 0.94133 | 0.94133 | 1.0407 | 1.1688 | 1.1688
2024-12-24 10:00 | 0.6145 | 0.7183 | 1.408 | 2.07 | 2.07 | 2.07 | 0.50763 | 0.51734 | 0.51734 | 0.57195 | 0.64233 | 0.64233
2024-12-24 11:00 | 0.4771 | 0.55769 | 1.0931 | 1.6071 | 1.6071 | 1.6071 | 0.21374 | 0.21783 | 0.21783 | 0.24082 | 0.27046 | 0.27046
2024-12-24 12:00 | 0.45038 | 0.52646 | 1.0319 | 1.5171 | 1.5171 | 1.5171 | 0.37786 | 0.38509 | 0.38509 | 0.42574 | 0.47813 | 0.47813
2024-12-24 13:00 | 0.44656 | 0.52199 | 1.0232 | 1.5043 | 1.5043 | 1.5043 | 0.26718 | 0.27229 | 0.27229 | 0.30103 | 0.33807 | 0.33807
2024-12-24 14:00 | 0.48473 | 0.56661 | 1.1106 | 1.6328 | 1.6328 | 1.6328 | 0.33588 | 0.3423 | 0.3423 | 0.37843 | 0.425 | 0.425
2024-12-24 15:00 | 0.60305 | 0.70492 | 1.3817 | 2.0314 | 2.0314 | 2.0314 | 0.44656 | 0.45511 | 0.45511 | 0.50314 | 0.56506 | 0.56506
2024-12-24 16:00 | 0.83588 | 0.97707 | 1.9152 | 2.8157 | 2.8157 | 2.8157 | 1.0229 | 1.0425 | 1.0425 | 1.1525 | 1.2943 | 1.2943
2024-12-24 17:00 | 0.96183 | 1.1243 | 2.2038 | 3.2399 | 3.2399 | 3.2399 | 1.3168 | 1.342 | 1.342 | 1.4836 | 1.6662 | 1.6662
2024-12-24 18:00 | 1.0802 | 1.2626 | 2.4749 | 3.6385 | 3.6385 | 3.6385 | 1.5916 | 1.622 | 1.622 | 1.7933 | 2.0139 | 2.0139
2024-12-24 19:00 | 1.1489 | 1.3429 | 2.6323 | 3.8699 | 3.8699 | 3.8699 | 1.7137 | 1.7465 | 1.7465 | 1.9309 | 2.1685 | 2.1685
2024-12-24 20:00 | 1.0802 | 1.2626 | 2.4749 | 3.6385 | 3.6385 | 3.6385 | 1.8969 | 1.9332 | 1.9332 | 2.1373 | 2.4003 | 2.4003
2024-12-24 21:00 | 1.0305 | 1.2046 | 2.3612 | 3.4714 | 3.4714 | 3.4714 | 1.7214 | 1.7543 | 1.7543 | 1.9395 | 2.1781 | 2.1781
2024-12-24 22:00 | 1.0076 | 1.1778 | 2.3087 | 3.3942 | 3.3942 | 3.3942 | 1.6183 | 1.6493 | 1.6493 | 1.8234 | 2.0477 | 2.0477
2024-12-24 23:00 | 0.96947 | 1.1332 | 2.2213 | 3.2657 | 3.2657 | 3.2657 | 1.5344 | 1.5637 | 1.5637 | 1.7287 | 1.9415 | 1.9415
2024-12-25 | 0.89695 | 1.0485 | 2.0551 | 3.0214 | 3.0214 | 3.0214 | 1.416 | 1.4431 | 1.4431 | 1.5954 | 1.7918 | 1.7918
2024-12-25 01:00 | 0.85878 | 1.0038 | 1.9677 | 2.8928 | 2.8928 | 2.8928 | 1.313 | 1.3381 | 1.3381 | 1.4793 | 1.6614 | 1.6614
2024-12-25 02:00 | 0.79389 | 0.92799 | 1.819 | 2.6742 | 2.6742 | 2.6742 | 1.2023 | 1.2253 | 1.2253 | 1.3546 | 1.5213 | 1.5213
2024-12-25 03:00 | 0.74046 | 0.86553 | 1.6966 | 2.4942 | 2.4942 | 2.4942 | 1.2023 | 1.2253 | 1.2253 | 1.3546 | 1.5213 | 1.5213
2024-12-25 04:00 | 0.74046 | 0.86553 | 1.6966 | 2.4942 | 2.4942 | 2.4942 | 1.2137 | 1.237 | 1.237 | 1.3675 | 1.5358 | 1.5358
2024-12-25 05:00 | 0.73664 | 0.86107 | 1.6878 | 2.4814 | 2.4814 | 2.4814 | 1.2176 | 1.2408 | 1.2408 | 1.3718 | 1.5406 | 1.5406
2024-12-25 06:00 | 0.8855 | 1.0351 | 2.0289 | 2.9828 | 2.9828 | 2.9828 | 1.3053 | 1.3303 | 1.3303 | 1.4707 | 1.6517 | 1.6517
2024-12-25 07:00 | 0.87786 | 1.0261 | 2.0114 | 2.9571 | 2.9571 | 2.9571 | 1.2023 | 1.2253 | 1.2253 | 1.3546 | 1.5213 | 1.5213
2024-12-25 08:00 | 0.82824 | 0.96814 | 1.8977 | 2.7899 | 2.7899 | 2.7899 | 0.99237 | 1.0113 | 1.0113 | 1.1181 | 1.2557 | 1.2557
2024-12-25 09:00 | 0.66794 | 0.78076 | 1.5304 | 2.25 | 2.25 | 2.25 | 0.65267 | 0.66515 | 0.66515 | 0.73536 | 0.82586 | 0.82586
2024-12-25 10:00 | 0.66412 | 0.7763 | 1.5217 | 2.2371 | 2.2371 | 2.2371 | 0.21374 | 0.21783 | 0.21783 | 0.24082 | 0.27046 | 0.27046
2024-12-25 11:00 | 0.67939 | 0.79415 | 1.5566 | 2.2885 | 2.2885 | 2.2885 | 0.25954 | 0.26451 | 0.26451 | 0.29243 | 0.32841 | 0.32841
2024-12-25 12:00 | 0.71374 | 0.8343 | 1.6353 | 2.4042 | 2.4042 | 2.4042 | 0.27099 | 0.27617 | 0.27617 | 0.30533 | 0.3429 | 0.3429
2024-12-25 13:00 | 0.76718 | 0.89676 | 1.7578 | 2.5842 | 2.5842 | 2.5842 | 0.34733 | 0.35397 | 0.35397 | 0.39133 | 0.43949 | 0.43949
2024-12-25 14:00 | 0.96565 | 1.1288 | 2.2125 | 3.2528 | 3.2528 | 3.2528 | 0.75954 | 0.77407 | 0.77407 | 0.85577 | 0.96108 | 0.96108
2024-12-25 15:00 | 1.1718 | 1.3697 | 2.6848 | 3.9471 | 3.9471 | 3.9471 | 0.76718 | 0.78185 | 0.78185 | 0.86437 | 0.97074 | 0.97074
2024-12-25 16:00 | 1.3092 | 1.5303 | 2.9996 | 4.4099 | 4.4099 | 4.4099 | 1.5382 | 1.5676 | 1.5676 | 1.733 | 1.9463 | 1.9463
2024-12-25 17:00 | 1.3969 | 1.6329 | 3.2007 | 4.7056 | 4.7056 | 4.7056 | 1.9427 | 1.9799 | 1.9799 | 2.1889 | 2.4582 | 2.4582
2024-12-25 18:00 | 1.2634 | 1.4768 | 2.8946 | 4.2556 | 4.2556 | 4.2556 | 1.9275 | 1.9643 | 1.9643 | 2.1717 | 2.4389 | 2.4389
2024-12-25 19:00 | 1.2557 | 1.4678 | 2.8772 | 4.2299 | 4.2299 | 4.2299 | 2.126 | 2.1666 | 2.1666 | 2.3953 | 2.6901 | 2.6901
2024-12-25 20:00 | 1.1107 | 1.2983 | 2.5448 | 3.7414 | 3.7414 | 3.7414 | 1.9656 | 2.0032 | 2.0032 | 2.2147 | 2.4872 | 2.4872
2024-12-25 21:00 | 1.0802 | 1.2626 | 2.4749 | 3.6385 | 3.6385 | 3.6385 | 1.8893 | 1.9254 | 1.9254 | 2.1287 | 2.3906 | 2.3906
2024-12-25 22:00 | 0.94656 | 1.1065 | 2.1688 | 3.1885 | 3.1885 | 3.1885 | 1.8053 | 1.8399 | 1.8399 | 2.0341 | 2.2844 | 2.2844
2024-12-25 23:00 | 0.95038 | 1.1109 | 2.1775 | 3.2014 | 3.2014 | 3.2014 | 1.6565 | 1.6882 | 1.6882 | 1.8664 | 2.096 | 2.096
2024-12-26 | 0.93511 | 1.0931 | 2.1426 | 3.1499 | 3.1499 | 3.1499 | 1.4466 | 1.4742 | 1.4742 | 1.6298 | 1.8304 | 1.8304
2024-12-26 01:00 | 0.83206 | 0.97261 | 1.9064 | 2.8028 | 2.8028 | 2.8028 | 1.3702 | 1.3964 | 1.3964 | 1.5438 | 1.7338 | 1.7338
2024-12-26 02:00 | 0.81298 | 0.9503 | 1.8627 | 2.7385 | 2.7385 | 2.7385 | 1.3053 | 1.3303 | 1.3303 | 1.4707 | 1.6517 | 1.6517
2024-12-26 03:00 | 0.77099 | 0.90122 | 1.7665 | 2.5971 | 2.5971 | 2.5971 | 1.2405 | 1.2642 | 1.2642 | 1.3976 | 1.5696 | 1.5696
2024-12-26 04:00 | 0.78626 | 0.91907 | 1.8015 | 2.6485 | 2.6485 | 2.6485 | 1.2405 | 1.2642 | 1.2642 | 1.3976 | 1.5696 | 1.5696
2024-12-26 05:00 | 0.8626 | 1.0083 | 1.9764 | 2.9057 | 2.9057 | 2.9057 | 1.2252 | 1.2486 | 1.2486 | 1.3804 | 1.5503 | 1.5503
2024-12-26 06:00 | 0.86641 | 1.0128 | 1.9852 | 2.9185 | 2.9185 | 2.9185 | 1.3206 | 1.3459 | 1.3459 | 1.4879 | 1.671 | 1.671
2024-12-26 07:00 | 0.88168 | 1.0306 | 2.0201 | 2.9699 | 2.9699 | 2.9699 | 1.2405 | 1.2642 | 1.2642 | 1.3976 | 1.5696 | 1.5696
2024-12-26 08:00 | 0.78626 | 0.91907 | 1.8015 | 2.6485 | 2.6485 | 2.6485 | 0.92748 | 0.94522 | 0.94522 | 1.045 | 1.1736 | 1.1736
2024-12-26 09:00 | 0.71374 | 0.8343 | 1.6353 | 2.4042 | 2.4042 | 2.4042 | 0.65267 | 0.66515 | 0.66515 | 0.73536 | 0.82586 | 0.82586
2024-12-26 10:00 | 0.70611 | 0.82538 | 1.6179 | 2.3785 | 2.3785 | 2.3785 | 0.47328 | 0.48233 | 0.48233 | 0.53325 | 0.59887 | 0.59887
2024-12-26 11:00 | 0.77863 | 0.91014 | 1.784 | 2.6228 | 2.6228 | 2.6228 | 0.34733 | 0.35397 | 0.35397 | 0.39133 | 0.43949 | 0.43949
2024-12-26 12:00 | 0.67557 | 0.78968 | 1.5479 | 2.2757 | 2.2757 | 2.2757 | 0.4313 | 0.43955 | 0.43955 | 0.48594 | 0.54574 | 0.54574
2024-12-26 13:00 | 0.78244 | 0.91461 | 1.7928 | 2.6357 | 2.6357 | 2.6357 | 0.46183 | 0.47066 | 0.47066 | 0.52034 | 0.58438 | 0.58438
2024-12-26 14:00 | 0.88931 | 1.0395 | 2.0376 | 2.9957 | 2.9957 | 2.9957 | 0.74427 | 0.75851 | 0.75851 | 0.83857 | 0.94177 | 0.94177
2024-12-26 15:00 | 1.0649 | 1.2448 | 2.4399 | 3.5871 | 3.5871 | 3.5871 | 1.1565 | 1.1786 | 1.1786 | 1.303 | 1.4634 | 1.4634
2024-12-26 16:00 | 1.3473 | 1.5749 | 3.087 | 4.5385 | 4.5385 | 4.5385 | 1.5496 | 1.5793 | 1.5793 | 1.746 | 1.9608 | 1.9608
2024-12-26 17:00 | 1.4656 | 1.7132 | 3.3581 | 4.9371 | 4.9371 | 4.9371 | 2.1489 | 2.1899 | 2.1899 | 2.4211 | 2.719 | 2.719
2024-12-26 18:00 | 1.5115 | 1.7668 | 3.4631 | 5.0913 | 5.0913 | 5.0913 | 2.4618 | 2.5089 | 2.5089 | 2.7737 | 3.1151 | 3.1151
2024-12-26 19:00 | 1.4962 | 1.7489 | 3.4281 | 5.0399 | 5.0399 | 5.0399 | 2.4809 | 2.5284 | 2.5284 | 2.7952 | 3.1392 | 3.1392
2024-12-26 20:00 | 1.374 | 1.6061 | 3.1483 | 4.6285 | 4.6285 | 4.6285 | 2.2634 | 2.3066 | 2.3066 | 2.5501 | 2.8639 | 2.8639
2024-12-26 21:00 | 1.2901 | 1.508 | 2.9559 | 4.3456 | 4.3456 | 4.3456 | 2.2176 | 2.26 | 2.26 | 2.4985 | 2.806 | 2.806
2024-12-26 22:00 | 1.1985 | 1.4009 | 2.746 | 4.0371 | 4.0371 | 4.0371 | 1.8817 | 1.9177 | 1.9177 | 2.1201 | 2.381 | 2.381
2024-12-26 23:00 | 1.0229 | 1.1957 | 2.3437 | 3.4457 | 3.4457 | 3.4457 | 1.8321 | 1.8671 | 1.8671 | 2.0642 | 2.3182 | 2.3182
2024-12-27 | 1.0153 | 1.1868 | 2.3262 | 3.4199 | 3.4199 | 3.4199 | 1.645 | 1.6765 | 1.6765 | 1.8535 | 2.0815 | 2.0815
2024-12-27 01:00 | 0.94275 | 1.102 | 2.1601 | 3.1757 | 3.1757 | 3.1757 | 1.4275 | 1.4548 | 1.4548 | 1.6083 | 1.8063 | 1.8063
2024-12-27 02:00 | 0.86641 | 1.0128 | 1.9852 | 2.9185 | 2.9185 | 2.9185 | 1.3893 | 1.4159 | 1.4159 | 1.5653 | 1.758 | 1.758
2024-12-27 03:00 | 0.85496 | 0.99937 | 1.9589 | 2.8799 | 2.8799 | 2.8799 | 1.3588 | 1.3848 | 1.3848 | 1.5309 | 1.7193 | 1.7193
2024-12-27 04:00 | 0.89695 | 1.0485 | 2.0551 | 3.0214 | 3.0214 | 3.0214 | 1.4389 | 1.4664 | 1.4664 | 1.6212 | 1.8207 | 1.8207
2024-12-27 05:00 | 0.96565 | 1.1288 | 2.2125 | 3.2528 | 3.2528 | 3.2528 | 1.4809 | 1.5092 | 1.5092 | 1.6685 | 1.8739 | 1.8739
2024-12-27 06:00 | 0.95802 | 1.1198 | 2.195 | 3.2271 | 3.2271 | 3.2271 | 1.4847 | 1.5131 | 1.5131 | 1.6728 | 1.8787 | 1.8787
2024-12-27 07:00 | 0.95802 | 1.1198 | 2.195 | 3.2271 | 3.2271 | 3.2271 | 1.5267 | 1.5559 | 1.5559 | 1.7201 | 1.9318 | 1.9318
2024-12-27 08:00 | 0.96565 | 1.1288 | 2.2125 | 3.2528 | 3.2528 | 3.2528 | 1.4313 | 1.4587 | 1.4587 | 1.6126 | 1.8111 | 1.8111
2024-12-27 09:00 | 0.91985 | 1.0752 | 2.1076 | 3.0985 | 3.0985 | 3.0985 | 1.0649 | 1.0853 | 1.0853 | 1.1998 | 1.3474 | 1.3474
2024-12-27 10:00 | 1.1412 | 1.334 | 2.6148 | 3.8442 | 3.8442 | 3.8442 | 1.2977 | 1.3225 | 1.3225 | 1.4621 | 1.6421 | 1.6421
2024-12-27 11:00 | 1.1107 | 1.2983 | 2.5448 | 3.7414 | 3.7414 | 3.7414 | 1.6603 | 1.6921 | 1.6921 | 1.8707 | 2.1009 | 2.1009
2024-12-27 12:00 | 0.70229 | 0.82091 | 1.6091 | 2.3657 | 2.3657 | 2.3657 | 0.72901 | 0.74295 | 0.74295 | 0.82137 | 0.92245 | 0.92245
2024-12-27 13:00 | 0.72519 | 0.84768 | 1.6616 | 2.4428 | 2.4428 | 2.4428 | 0.67176 | 0.6846 | 0.6846 | 0.75687 | 0.85 | 0.85
2024-12-27 14:00 | 0.78626 | 0.91907 | 1.8015 | 2.6485 | 2.6485 | 2.6485 | 0.6145 | 0.62626 | 0.62626 | 0.69236 | 0.77756 | 0.77756
2024-12-27 15:00 | 0.78626 | 0.91907 | 1.8015 | 2.6485 | 2.6485 | 2.6485 | 0.85115 | 0.86742 | 0.86742 | 0.95898 | 1.077 | 1.077
2024-12-27 16:00 | 0.97328 | 1.1377 | 2.23 | 3.2785 | 3.2785 | 3.2785 | 1.0458 | 1.0658 | 1.0658 | 1.1783 | 1.3233 | 1.3233
2024-12-27 17:00 | 1.1069 | 1.2938 | 2.5361 | 3.7285 | 3.7285 | 3.7285 | 1.6336 | 1.6648 | 1.6648 | 1.8406 | 2.0671 | 2.0671
2024-12-27 18:00 | 1.1947 | 1.3964 | 2.7372 | 4.0242 | 4.0242 | 4.0242 | 1.7557 | 1.7893 | 1.7893 | 1.9782 | 2.2216 | 2.2216
2024-12-27 19:00 | 1.1756 | 1.3741 | 2.6935 | 3.9599 | 3.9599 | 3.9599 | 1.9122 | 1.9488 | 1.9488 | 2.1545 | 2.4196 | 2.4196
2024-12-27 20:00 | 1.0992 | 1.2849 | 2.5186 | 3.7028 | 3.7028 | 3.7028 | 1.7824 | 1.8165 | 1.8165 | 2.0083 | 2.2554 | 2.2554
2024-12-27 21:00 | 1.0344 | 1.2091 | 2.3699 | 3.4842 | 3.4842 | 3.4842 | 1.7519 | 1.7854 | 1.7854 | 1.9739 | 2.2168 | 2.2168
2024-12-27 22:00 | 0.98092 | 1.1466 | 2.2475 | 3.3042 | 3.3042 | 3.3042 | 1.6107 | 1.6415 | 1.6415 | 1.8148 | 2.0381 | 2.0381
2024-12-27 23:00 | 0.92748 | 1.0841 | 2.1251 | 3.1242 | 3.1242 | 3.1242 | 1.5763 | 1.6065 | 1.6065 | 1.7761 | 1.9946 | 1.9946
2024-12-28 | 0.83588 | 0.97707 | 1.9152 | 2.8157 | 2.8157 | 2.8157 | 1.4275 | 1.4548 | 1.4548 | 1.6083 | 1.8063 | 1.8063
2024-12-28 01:00 | 0.75573 | 0.88338 | 1.7315 | 2.5457 | 2.5457 | 2.5457 | 1.2519 | 1.2758 | 1.2758 | 1.4105 | 1.5841 | 1.5841
2024-12-28 02:00 | 0.75954 | 0.88784 | 1.7403 | 2.5585 | 2.5585 | 2.5585 | 1.2595 | 1.2836 | 1.2836 | 1.4191 | 1.5938 | 1.5938
2024-12-28 03:00 | 0.73664 | 0.86107 | 1.6878 | 2.4814 | 2.4814 | 2.4814 | 1.2137 | 1.237 | 1.237 | 1.3675 | 1.5358 | 1.5358
2024-12-28 04:00 | 0.73664 | 0.86107 | 1.6878 | 2.4814 | 2.4814 | 2.4814 | 1.271 | 1.2953 | 1.2953 | 1.432 | 1.6082 | 1.6082
2024-12-28 05:00 | 0.71374 | 0.8343 | 1.6353 | 2.4042 | 2.4042 | 2.4042 | 1.2366 | 1.2603 | 1.2603 | 1.3933 | 1.5648 | 1.5648
2024-12-28 06:00 | 0.77481 | 0.90568 | 1.7753 | 2.61 | 2.61 | 2.61 | 1.2748 | 1.2992 | 1.2992 | 1.4363 | 1.6131 | 1.6131
2024-12-28 07:00 | 0.82443 | 0.96368 | 1.889 | 2.7771 | 2.7771 | 2.7771 | 1.2977 | 1.3225 | 1.3225 | 1.4621 | 1.6421 | 1.6421
2024-12-28 08:00 | 0.74046 | 0.86553 | 1.6966 | 2.4942 | 2.4942 | 2.4942 | 1.2977 | 1.3225 | 1.3225 | 1.4621 | 1.6421 | 1.6421
2024-12-28 09:00 | 0.74046 | 0.86553 | 1.6966 | 2.4942 | 2.4942 | 2.4942 | 1.0802 | 1.1008 | 1.1008 | 1.217 | 1.3668 | 1.3668
2024-12-28 10:00 | 0.78626 | 0.91907 | 1.8015 | 2.6485 | 2.6485 | 2.6485 | 0.85496 | 0.87131 | 0.87131 | 0.96328 | 1.0818 | 1.0818
2024-12-28 11:00 | 0.65267 | 0.76292 | 1.4954 | 2.1985 | 2.1985 | 2.1985 | 0.46565 | 0.47455 | 0.47455 | 0.52465 | 0.58921 | 0.58921
2024-12-28 12:00 | 0.26336 | 0.30784 | 0.60342 | 0.88713 | 0.88713 | 0.88713 | 0.46565 | 0.47455 | 0.47455 | 0.52465 | 0.58921 | 0.58921
2024-12-28 13:00 | 0.32061 | 0.37477 | 0.73459 | 1.08 | 1.08 | 1.08 | 0.53817 | 0.54846 | 0.54846 | 0.60635 | 0.68097 | 0.68097
2024-12-28 14:00 | 0.27863 | 0.32569 | 0.6384 | 0.93855 | 0.93855 | 0.93855 | 0.4771 | 0.48622 | 0.48622 | 0.53755 | 0.6037 | 0.6037
2024-12-28 15:00 | 0.48092 | 0.56215 | 1.1019 | 1.62 | 1.62 | 1.62 | 0.26336 | 0.2684 | 0.2684 | 0.29673 | 0.33324 | 0.33324
2024-12-28 16:00 | 0.67939 | 0.79415 | 1.5566 | 2.2885 | 2.2885 | 2.2885 | 0.51527 | 0.52512 | 0.52512 | 0.58055 | 0.65199 | 0.65199
2024-12-28 17:00 | 0.96183 | 1.1243 | 2.2038 | 3.2399 | 3.2399 | 3.2399 | 1.0687 | 1.0891 | 1.0891 | 1.2041 | 1.3523 | 1.3523
2024-12-28 18:00 | 0.96565 | 1.1288 | 2.2125 | 3.2528 | 3.2528 | 3.2528 | 1.5916 | 1.622 | 1.622 | 1.7933 | 2.0139 | 2.0139
2024-12-28 19:00 | 0.96565 | 1.1288 | 2.2125 | 3.2528 | 3.2528 | 3.2528 | 1.645 | 1.6765 | 1.6765 | 1.8535 | 2.0815 | 2.0815
2024-12-28 20:00 | 0.94656 | 1.1065 | 2.1688 | 3.1885 | 3.1885 | 3.1885 | 1.8053 | 1.8399 | 1.8399 | 2.0341 | 2.2844 | 2.2844
2024-12-28 21:00 | 0.92748 | 1.0841 | 2.1251 | 3.1242 | 3.1242 | 3.1242 | 1.6718 | 1.7037 | 1.7037 | 1.8836 | 2.1154 | 2.1154
2024-12-28 22:00 | 0.91603 | 1.0708 | 2.0988 | 3.0857 | 3.0857 | 3.0857 | 1.5344 | 1.5637 | 1.5637 | 1.7287 | 1.9415 | 1.9415
2024-12-28 23:00 | 0.90076 | 1.0529 | 2.0639 | 3.0342 | 3.0342 | 3.0342 | 1.4962 | 1.5248 | 1.5248 | 1.6857 | 1.8932 | 1.8932
2024-12-29 | 0.90076 | 1.0529 | 2.0639 | 3.0342 | 3.0342 | 3.0342 | 1.416 | 1.4431 | 1.4431 | 1.5954 | 1.7918 | 1.7918
2024-12-29 01:00 | 0.80534 | 0.94138 | 1.8452 | 2.7128 | 2.7128 | 2.7128 | 1.271 | 1.2953 | 1.2953 | 1.432 | 1.6082 | 1.6082
2024-12-29 02:00 | 0.75573 | 0.88338 | 1.7315 | 2.5457 | 2.5457 | 2.5457 | 1.187 | 1.2097 | 1.2097 | 1.3374 | 1.502 | 1.502
2024-12-29 03:00 | 0.77863 | 0.91014 | 1.784 | 2.6228 | 2.6228 | 2.6228 | 1.1794 | 1.2019 | 1.2019 | 1.3288 | 1.4923 | 1.4923
2024-12-29 04:00 | 0.77863 | 0.91014 | 1.784 | 2.6228 | 2.6228 | 2.6228 | 1.2863 | 1.3109 | 1.3109 | 1.4492 | 1.6276 | 1.6276
2024-12-29 05:00 | 0.73664 | 0.86107 | 1.6878 | 2.4814 | 2.4814 | 2.4814 | 1.2939 | 1.3186 | 1.3186 | 1.4578 | 1.6372 | 1.6372
2024-12-29 06:00 | 0.83969 | 0.98153 | 1.9239 | 2.8285 | 2.8285 | 2.8285 | 1.2519 | 1.2758 | 1.2758 | 1.4105 | 1.5841 | 1.5841
2024-12-29 07:00 | 0.74809 | 0.87445 | 1.7141 | 2.52 | 2.52 | 2.52 | 1.2023 | 1.2253 | 1.2253 | 1.3546 | 1.5213 | 1.5213
2024-12-29 08:00 | 0.63359 | 0.74061 | 1.4517 | 2.1342 | 2.1342 | 2.1342 | 0.89313 | 0.91021 | 0.91021 | 1.0063 | 1.1301 | 1.1301
2024-12-29 09:00 | 0.5 | 0.58446 | 1.1456 | 1.6843 | 1.6843 | 1.6843 | 0.54198 | 0.55235 | 0.55235 | 0.61065 | 0.6858 | 0.6858
2024-12-29 10:00 | 0.3855 | 0.45061 | 0.88326 | 1.2985 | 1.2985 | 1.2985 | 0.31298 | 0.31896 | 0.31896 | 0.35263 | 0.39602 | 0.39602
2024-12-29 11:00 | 0.40076 | 0.46846 | 0.91824 | 1.35 | 1.35 | 1.35 | 0.46565 | 0.47455 | 0.47455 | 0.52465 | 0.58921 | 0.58921
2024-12-29 12:00 | 0.33588 | 0.39261 | 0.76957 | 1.1314 | 1.1314 | 1.1314 | 0.53435 | 0.54457 | 0.54457 | 0.60205 | 0.67614 | 0.67614
2024-12-29 13:00 | 0.51145 | 0.59784 | 1.1719 | 1.7228 | 1.7228 | 1.7228 | 0.5229 | 0.5329 | 0.5329 | 0.58915 | 0.66165 | 0.66165
2024-12-29 14:00 | 0.5458 | 0.63799 | 1.2506 | 1.8385 | 1.8385 | 1.8385 | 0.32061 | 0.32674 | 0.32674 | 0.36123 | 0.40568 | 0.40568
2024-12-29 15:00 | 0.62977 | 0.73615 | 1.443 | 2.1214 | 2.1214 | 2.1214 | 0.45802 | 0.46677 | 0.46677 | 0.51604 | 0.57955 | 0.57955
2024-12-29 16:00 | 0.79771 | 0.93245 | 1.8277 | 2.6871 | 2.6871 | 2.6871 | 0.79389 | 0.80908 | 0.80908 | 0.89448 | 1.0046 | 1.0046
2024-12-29 17:00 | 0.97328 | 1.1377 | 2.23 | 3.2785 | 3.2785 | 3.2785 | 1.4771 | 1.5053 | 1.5053 | 1.6642 | 1.869 | 1.869
2024-12-29 18:00 | 1.0954 | 1.2804 | 2.5099 | 3.6899 | 3.6899 | 3.6899 | 1.7214 | 1.7543 | 1.7543 | 1.9395 | 2.1781 | 2.1781
2024-12-29 19:00 | 1.0916 | 1.276 | 2.5011 | 3.6771 | 3.6771 | 3.6771 | 1.9695 | 2.0071 | 2.0071 | 2.219 | 2.4921 | 2.4921
2024-12-29 20:00 | 1.0534 | 1.2314 | 2.4137 | 3.5485 | 3.5485 | 3.5485 | 1.8359 | 1.871 | 1.871 | 2.0685 | 2.323 | 2.323
2024-12-29 21:00 | 0.98092 | 1.1466 | 2.2475 | 3.3042 | 3.3042 | 3.3042 | 1.7634 | 1.7971 | 1.7971 | 1.9868 | 2.2313 | 2.2313
2024-12-29 22:00 | 0.91985 | 1.0752 | 2.1076 | 3.0985 | 3.0985 | 3.0985 | 1.5992 | 1.6298 | 1.6298 | 1.8019 | 2.0236 | 2.0236
2024-12-29 23:00 | 0.91985 | 1.0752 | 2.1076 | 3.0985 | 3.0985 | 3.0985 | 1.6985 | 1.731 | 1.731 | 1.9137 | 2.1492 | 2.1492
2024-12-30 | 0.82824 | 0.96814 | 1.8977 | 2.7899 | 2.7899 | 2.7899 | 1.4046 | 1.4314 | 1.4314 | 1.5825 | 1.7773 | 1.7773
2024-12-30 01:00 | 0.82443 | 0.96368 | 1.889 | 2.7771 | 2.7771 | 2.7771 | 1.2481 | 1.272 | 1.272 | 1.4062 | 1.5793 | 1.5793
2024-12-30 02:00 | 0.79389 | 0.92799 | 1.819 | 2.6742 | 2.6742 | 2.6742 | 1.2137 | 1.237 | 1.237 | 1.3675 | 1.5358 | 1.5358
2024-12-30 03:00 | 0.79389 | 0.92799 | 1.819 | 2.6742 | 2.6742 | 2.6742 | 1.2595 | 1.2836 | 1.2836 | 1.4191 | 1.5938 | 1.5938
2024-12-30 04:00 | 0.82443 | 0.96368 | 1.889 | 2.7771 | 2.7771 | 2.7771 | 1.2634 | 1.2875 | 1.2875 | 1.4234 | 1.5986 | 1.5986
2024-12-30 05:00 | 0.80153 | 0.93691 | 1.8365 | 2.7 | 2.7 | 2.7 | 1.3359 | 1.3614 | 1.3614 | 1.5051 | 1.6903 | 1.6903
2024-12-30 06:00 | 0.95802 | 1.1198 | 2.195 | 3.2271 | 3.2271 | 3.2271 | 1.458 | 1.4859 | 1.4859 | 1.6427 | 1.8449 | 1.8449
2024-12-30 07:00 | 0.91603 | 1.0708 | 2.0988 | 3.0857 | 3.0857 | 3.0857 | 1.4542 | 1.482 | 1.482 | 1.6384 | 1.8401 | 1.8401
2024-12-30 08:00 | 0.90076 | 1.0529 | 2.0639 | 3.0342 | 3.0342 | 3.0342 | 1.2672 | 1.2914 | 1.2914 | 1.4277 | 1.6034 | 1.6034
2024-12-30 09:00 | 0.87405 | 1.0217 | 2.0026 | 2.9442 | 2.9442 | 2.9442 | 1.1145 | 1.1358 | 1.1358 | 1.2557 | 1.4102 | 1.4102
2024-12-30 10:00 | 0.62214 | 0.72722 | 1.4255 | 2.0957 | 2.0957 | 2.0957 | 0.70229 | 0.71572 | 0.71572 | 0.79127 | 0.88864 | 0.88864
2024-12-30 11:00 | 0.59924 | 0.70045 | 1.373 | 2.0185 | 2.0185 | 2.0185 | 0.39695 | 0.40454 | 0.40454 | 0.44724 | 0.50228 | 0.50228
2024-12-30 12:00 | 0.82824 | 0.96814 | 1.8977 | 2.7899 | 2.7899 | 2.7899 | 1.0344 | 1.0541 | 1.0541 | 1.1654 | 1.3088 | 1.3088
2024-12-30 13:00 | 0.73664 | 0.86107 | 1.6878 | 2.4814 | 2.4814 | 2.4814 | 0.91221 | 0.92966 | 0.92966 | 1.0278 | 1.1543 | 1.1543
2024-12-30 14:00 | 0.77863 | 0.91014 | 1.784 | 2.6228 | 2.6228 | 2.6228 | 1.0649 | 1.0853 | 1.0853 | 1.1998 | 1.3474 | 1.3474
2024-12-30 15:00 | 1.271 | 1.4857 | 2.9121 | 4.2814 | 4.2814 | 4.2814 | 1.1412 | 1.163 | 1.163 | 1.2858 | 1.444 | 1.444
2024-12-30 16:00 | 1.1145 | 1.3028 | 2.5536 | 3.7542 | 3.7542 | 3.7542 | 1.6794 | 1.7115 | 1.7115 | 1.8922 | 2.125 | 2.125
2024-12-30 17:00 | 1.4198 | 1.6597 | 3.2532 | 4.7828 | 4.7828 | 4.7828 | 2.0611 | 2.1005 | 2.1005 | 2.3222 | 2.608 | 2.608
2024-12-30 18:00 | 1.4084 | 1.6463 | 3.227 | 4.7442 | 4.7442 | 4.7442 | 2.1489 | 2.1899 | 2.1899 | 2.4211 | 2.719 | 2.719
2024-12-30 19:00 | 1.3244 | 1.5481 | 3.0346 | 4.4613 | 4.4613 | 4.4613 | 2.2023 | 2.2444 | 2.2444 | 2.4813 | 2.7867 | 2.7867
2024-12-30 20:00 | 1.2595 | 1.4723 | 2.8859 | 4.2428 | 4.2428 | 4.2428 | 1.9847 | 2.0227 | 2.0227 | 2.2362 | 2.5114 | 2.5114
2024-12-30 21:00 | 1.1832 | 1.3831 | 2.711 | 3.9856 | 3.9856 | 3.9856 | 1.8321 | 1.8671 | 1.8671 | 2.0642 | 2.3182 | 2.3182
2024-12-30 22:00 | 1.0038 | 1.1734 | 2.3 | 3.3814 | 3.3814 | 3.3814 | 1.7023 | 1.7348 | 1.7348 | 1.918 | 2.154 | 2.154
2024-12-30 23:00 | 0.95038 | 1.1109 | 2.1775 | 3.2014 | 3.2014 | 3.2014 | 1.6489 | 1.6804 | 1.6804 | 1.8578 | 2.0864 | 2.0864
2024-12-31 | 0.90076 | 1.0529 | 2.0639 | 3.0342 | 3.0342 | 3.0342 | 1.5115 | 1.5404 | 1.5404 | 1.7029 | 1.9125 | 1.9125
2024-12-31 01:00 | 0.91221 | 1.0663 | 2.0901 | 3.0728 | 3.0728 | 3.0728 | 1.3817 | 1.4081 | 1.4081 | 1.5567 | 1.7483 | 1.7483
2024-12-31 02:00 | 0.85496 | 0.99937 | 1.9589 | 2.8799 | 2.8799 | 2.8799 | 1.3511 | 1.377 | 1.377 | 1.5223 | 1.7097 | 1.7097
2024-12-31 03:00 | 0.82061 | 0.95922 | 1.8802 | 2.7642 | 2.7642 | 2.7642 | 1.3511 | 1.377 | 1.377 | 1.5223 | 1.7097 | 1.7097
2024-12-31 04:00 | 0.81298 | 0.9503 | 1.8627 | 2.7385 | 2.7385 | 2.7385 | 1.313 | 1.3381 | 1.3381 | 1.4793 | 1.6614 | 1.6614
2024-12-31 05:00 | 0.80153 | 0.93691 | 1.8365 | 2.7 | 2.7 | 2.7 | 1.3779 | 1.4042 | 1.4042 | 1.5524 | 1.7435 | 1.7435
2024-12-31 06:00 | 0.91603 | 1.0708 | 2.0988 | 3.0857 | 3.0857 | 3.0857 | 1.4618 | 1.4898 | 1.4898 | 1.647 | 1.8497 | 1.8497
2024-12-31 07:00 | 0.95802 | 1.1198 | 2.195 | 3.2271 | 3.2271 | 3.2271 | 1.4618 | 1.4898 | 1.4898 | 1.647 | 1.8497 | 1.8497
2024-12-31 08:00 | 0.85496 | 0.99937 | 1.9589 | 2.8799 | 2.8799 | 2.8799 | 1.3702 | 1.3964 | 1.3964 | 1.5438 | 1.7338 | 1.7338
2024-12-31 09:00 | 0.81679 | 0.95476 | 1.8715 | 2.7514 | 2.7514 | 2.7514 | 0.85115 | 0.86742 | 0.86742 | 0.95898 | 1.077 | 1.077
2024-12-31 10:00 | 1.0115 | 1.1823 | 2.3175 | 3.4071 | 3.4071 | 3.4071 | 0.73282 | 0.74684 | 0.74684 | 0.82567 | 0.92728 | 0.92728
2024-12-31 11:00 | 1.2137 | 1.4188 | 2.781 | 4.0885 | 4.0885 | 4.0885 | 1.2443 | 1.2681 | 1.2681 | 1.4019 | 1.5744 | 1.5744
2024-12-31 12:00 | 0.89313 | 1.044 | 2.0464 | 3.0085 | 3.0085 | 3.0085 | 1.0496 | 1.0697 | 1.0697 | 1.1826 | 1.3281 | 1.3281
2024-12-31 13:00 | 1.4427 | 1.6864 | 3.3057 | 4.8599 | 4.8599 | 4.8599 | 1.5038 | 1.5326 | 1.5326 | 1.6943 | 1.9028 | 1.9028
2024-12-31 14:00 | 1.4466 | 1.6909 | 3.3144 | 4.8728 | 4.8728 | 4.8728 | 1.958 | 1.9955 | 1.9955 | 2.2061 | 2.4776 | 2.4776
2024-12-31 15:00 | 1.5153 | 1.7712 | 3.4718 | 5.1042 | 5.1042 | 5.1042 | 2.3244 | 2.3689 | 2.3689 | 2.6189 | 2.9412 | 2.9412
2024-12-31 16:00 | 1.4542 | 1.6998 | 3.3319 | 4.8985 | 4.8985 | 4.8985 | 2.3588 | 2.4039 | 2.4039 | 2.6576 | 2.9847 | 2.9847
2024-12-31 17:00 | 1.5649 | 1.8292 | 3.5855 | 5.2713 | 5.2713 | 5.2713 | 2.2786 | 2.3222 | 2.3222 | 2.5673 | 2.8833 | 2.8833
2024-12-31 18:00 | 1.374 | 1.6061 | 3.1483 | 4.6285 | 4.6285 | 4.6285 | 2.084 | 2.1238 | 2.1238 | 2.348 | 2.6369 | 2.6369
2024-12-31 19:00 | 1.1527 | 1.3474 | 2.641 | 3.8828 | 3.8828 | 3.8828 | 1.7748 | 1.8088 | 1.8088 | 1.9997 | 2.2457 | 2.2457
2024-12-31 20:00 | 1.0992 | 1.2849 | 2.5186 | 3.7028 | 3.7028 | 3.7028 | 1.8092 | 1.8438 | 1.8438 | 2.0384 | 2.2892 | 2.2892
2024-12-31 21:00 | 0.99237 | 1.16 | 2.2737 | 3.3428 | 3.3428 | 3.3428 | 1.7443 | 1.7776 | 1.7776 | 1.9653 | 2.2071 | 2.2071
2024-12-31 22:00 | 0.96947 | 1.1332 | 2.2213 | 3.2657 | 3.2657 | 3.2657 | 1.7595 | 1.7932 | 1.7932 | 1.9825 | 2.2264 | 2.2264
2024-12-31 23:00 | 0.94275 | 1.102 | 2.1601 | 3.1757 | 3.1757 | 3.1757 | 1.7137 | 1.7465 | 1.7465 | 1.9309 | 2.1685 | 2.1685
2025-01-01 | 0.94275 | 1.102 | 2.1601 | 3.1757 | 3.1757 | 3.1757 | 1.542 | 1.5715 | 1.5715 | 1.7373 | 1.9511 | 1.9511
2025-01-01 01:00 | 0.89695 | 1.0485 | 2.0551 | 3.0214 | 3.0214 | 3.0214 | 1.4046 | 1.4314 | 1.4314 | 1.5825 | 1.7773 | 1.7773
2025-01-01 02:00 | 0.84351 | 0.98599 | 1.9327 | 2.8414 | 2.8414 | 2.8414 | 1.4313 | 1.4587 | 1.4587 | 1.6126 | 1.8111 | 1.8111
2025-01-01 03:00 | 0.80916 | 0.94584 | 1.854 | 2.7257 | 2.7257 | 2.7257 | 1.3015 | 1.3264 | 1.3264 | 1.4664 | 1.6469 | 1.6469
2025-01-01 04:00 | 0.85878 | 1.0038 | 1.9677 | 2.8928 | 2.8928 | 2.8928 | 1.3321 | 1.3575 | 1.3575 | 1.5008 | 1.6855 | 1.6855
2025-01-01 05:00 | 0.85878 | 1.0038 | 1.9677 | 2.8928 | 2.8928 | 2.8928 | 1.3359 | 1.3614 | 1.3614 | 1.5051 | 1.6903 | 1.6903
2025-01-01 06:00 | 0.89313 | 1.044 | 2.0464 | 3.0085 | 3.0085 | 3.0085 | 1.3702 | 1.3964 | 1.3964 | 1.5438 | 1.7338 | 1.7338
2025-01-01 07:00 | 0.87405 | 1.0217 | 2.0026 | 2.9442 | 2.9442 | 2.9442 | 1.355 | 1.3809 | 1.3809 | 1.5266 | 1.7145 | 1.7145
2025-01-01 08:00 | 0.8855 | 1.0351 | 2.0289 | 2.9828 | 2.9828 | 2.9828 | 1.2481 | 1.272 | 1.272 | 1.4062 | 1.5793 | 1.5793
2025-01-01 09:00 | 0.78626 | 0.91907 | 1.8015 | 2.6485 | 2.6485 | 2.6485 | 1.0344 | 1.0541 | 1.0541 | 1.1654 | 1.3088 | 1.3088
2025-01-01 10:00 | 0.70229 | 0.82091 | 1.6091 | 2.3657 | 2.3657 | 2.3657 | 0.5687 | 0.57958 | 0.57958 | 0.64076 | 0.71961 | 0.71961
2025-01-01 11:00 | 1.1298 | 1.3206 | 2.5886 | 3.8056 | 3.8056 | 3.8056 | 1.6336 | 1.6648 | 1.6648 | 1.8406 | 2.0671 | 2.0671
2025-01-01 12:00 | 1.1298 | 1.3206 | 2.5886 | 3.8056 | 3.8056 | 3.8056 | 1.0992 | 1.1203 | 1.1203 | 1.2385 | 1.3909 | 1.3909
2025-01-01 13:00 | 0.79389 | 0.92799 | 1.819 | 2.6742 | 2.6742 | 2.6742 | 0.39695 | 0.40454 | 0.40454 | 0.44724 | 0.50228 | 0.50228
2025-01-01 14:00 | 0.9313 | 1.0886 | 2.1338 | 3.1371 | 3.1371 | 3.1371 | 1.0153 | 1.0347 | 1.0347 | 1.1439 | 1.2847 | 1.2847
2025-01-01 15:00 | 1.2901 | 1.508 | 2.9559 | 4.3456 | 4.3456 | 4.3456 | 1.2977 | 1.3225 | 1.3225 | 1.4621 | 1.6421 | 1.6421
2025-01-01 16:00 | 1.2595 | 1.4723 | 2.8859 | 4.2428 | 4.2428 | 4.2428 | 1.729 | 1.7621 | 1.7621 | 1.9481 | 2.1878 | 2.1878
2025-01-01 17:00 | 1.3359 | 1.5615 | 3.0608 | 4.4999 | 4.4999 | 4.4999 | 1.9962 | 2.0344 | 2.0344 | 2.2491 | 2.5259 | 2.5259
2025-01-01 18:00 | 1.3664 | 1.5972 | 3.1308 | 4.6028 | 4.6028 | 4.6028 | 2.2634 | 2.3066 | 2.3066 | 2.5501 | 2.8639 | 2.8639
2025-01-01 19:00 | 1.3664 | 1.5972 | 3.1308 | 4.6028 | 4.6028 | 4.6028 | 2.3511 | 2.3961 | 2.3961 | 2.649 | 2.975 | 2.975
2025-01-01 20:00 | 1.1985 | 1.4009 | 2.746 | 4.0371 | 4.0371 | 4.0371 | 2.2481 | 2.2911 | 2.2911 | 2.5329 | 2.8446 | 2.8446
2025-01-01 21:00 | 1.1298 | 1.3206 | 2.5886 | 3.8056 | 3.8056 | 3.8056 | 1.9389 | 1.976 | 1.976 | 2.1846 | 2.4534 | 2.4534
2025-01-01 22:00 | 1.084 | 1.2671 | 2.4836 | 3.6514 | 3.6514 | 3.6514 | 1.813 | 1.8476 | 1.8476 | 2.0427 | 2.294 | 2.294
2025-01-01 23:00 | 1.0229 | 1.1957 | 2.3437 | 3.4457 | 3.4457 | 3.4457 | 1.6527 | 1.6843 | 1.6843 | 1.8621 | 2.0912 | 2.0912
2025-01-02 | 0.9542 | 1.1154 | 2.1863 | 3.2142 | 3.2142 | 3.2142 | 1.5305 | 1.5598 | 1.5598 | 1.7244 | 1.9367 | 1.9367
2025-01-02 01:00 | 0.88168 | 1.0306 | 2.0201 | 2.9699 | 2.9699 | 2.9699 | 1.3206 | 1.3459 | 1.3459 | 1.4879 | 1.671 | 1.671
2025-01-02 02:00 | 0.83206 | 0.97261 | 1.9064 | 2.8028 | 2.8028 | 2.8028 | 1.2863 | 1.3109 | 1.3109 | 1.4492 | 1.6276 | 1.6276
2025-01-02 03:00 | 0.81679 | 0.95476 | 1.8715 | 2.7514 | 2.7514 | 2.7514 | 1.3244 | 1.3498 | 1.3498 | 1.4922 | 1.6759 | 1.6759
2025-01-02 04:00 | 0.77863 | 0.91014 | 1.784 | 2.6228 | 2.6228 | 2.6228 | 1.3817 | 1.4081 | 1.4081 | 1.5567 | 1.7483 | 1.7483
2025-01-02 05:00 | 0.85878 | 1.0038 | 1.9677 | 2.8928 | 2.8928 | 2.8928 | 1.458 | 1.4859 | 1.4859 | 1.6427 | 1.8449 | 1.8449
2025-01-02 06:00 | 1.0038 | 1.1734 | 2.3 | 3.3814 | 3.3814 | 3.3814 | 1.6145 | 1.6454 | 1.6454 | 1.8191 | 2.0429 | 2.0429
2025-01-02 07:00 | 1.0611 | 1.2403 | 2.4312 | 3.5742 | 3.5742 | 3.5742 | 1.8015 | 1.836 | 1.836 | 2.0298 | 2.2796 | 2.2796
2025-01-02 08:00 | 0.89695 | 1.0485 | 2.0551 | 3.0214 | 3.0214 | 3.0214 | 1.8435 | 1.8788 | 1.8788 | 2.0771 | 2.3327 | 2.3327
2025-01-02 09:00 | 0.83588 | 0.97707 | 1.9152 | 2.8157 | 2.8157 | 2.8157 | 1.7557 | 1.7893 | 1.7893 | 1.9782 | 2.2216 | 2.2216
2025-01-02 10:00 | 0.8855 | 1.0351 | 2.0289 | 2.9828 | 2.9828 | 2.9828 | 1.7519 | 1.7854 | 1.7854 | 1.9739 | 2.2168 | 2.2168
2025-01-02 11:00 | 0.88931 | 1.0395 | 2.0376 | 2.9957 | 2.9957 | 2.9957 | 1.5191 | 1.5481 | 1.5481 | 1.7115 | 1.9222 | 1.9222
2025-01-02 12:00 | 0.98092 | 1.1466 | 2.2475 | 3.3042 | 3.3042 | 3.3042 | 1.6031 | 1.6337 | 1.6337 | 1.8062 | 2.0284 | 2.0284
2025-01-02 13:00 | 0.99237 | 1.16 | 2.2737 | 3.3428 | 3.3428 | 3.3428 | 1.4771 | 1.5053 | 1.5053 | 1.6642 | 1.869 | 1.869
2025-01-02 14:00 | 0.8626 | 1.0083 | 1.9764 | 2.9057 | 2.9057 | 2.9057 | 0.93511 | 0.953 | 0.953 | 1.0536 | 1.1832 | 1.1832
2025-01-02 15:00 | 0.98473 | 1.1511 | 2.2563 | 3.3171 | 3.3171 | 3.3171 | 1.4427 | 1.4703 | 1.4703 | 1.6255 | 1.8256 | 1.8256
2025-01-02 16:00 | 0.9313 | 1.0886 | 2.1338 | 3.1371 | 3.1371 | 3.1371 | 1.5878 | 1.6182 | 1.6182 | 1.789 | 2.0091 | 2.0091
2025-01-02 17:00 | 0.97328 | 1.1377 | 2.23 | 3.2785 | 3.2785 | 3.2785 | 1.6298 | 1.6609 | 1.6609 | 1.8363 | 2.0622 | 2.0622
2025-01-02 18:00 | 0.9771 | 1.1421 | 2.2388 | 3.2914 | 3.2914 | 3.2914 | 1.771 | 1.8049 | 1.8049 | 1.9954 | 2.2409 | 2.2409
2025-01-02 19:00 | 0.98855 | 1.1555 | 2.265 | 3.3299 | 3.3299 | 3.3299 | 1.7901 | 1.8243 | 1.8243 | 2.0169 | 2.2651 | 2.2651
2025-01-02 20:00 | 0.98855 | 1.1555 | 2.265 | 3.3299 | 3.3299 | 3.3299 | 1.7061 | 1.7387 | 1.7387 | 1.9223 | 2.1588 | 2.1588
2025-01-02 21:00 | 0.94275 | 1.102 | 2.1601 | 3.1757 | 3.1757 | 3.1757 | 1.645 | 1.6765 | 1.6765 | 1.8535 | 2.0815 | 2.0815
2025-01-02 22:00 | 0.94275 | 1.102 | 2.1601 | 3.1757 | 3.1757 | 3.1757 | 1.6145 | 1.6454 | 1.6454 | 1.8191 | 2.0429 | 2.0429
2025-01-02 23:00 | 0.87786 | 1.0261 | 2.0114 | 2.9571 | 2.9571 | 2.9571 | 1.5725 | 1.6026 | 1.6026 | 1.7718 | 1.9898 | 1.9898
2025-01-03 | 0.80153 | 0.93691 | 1.8365 | 2.7 | 2.7 | 2.7 | 1.3931 | 1.4198 | 1.4198 | 1.5696 | 1.7628 | 1.7628
2025-01-03 01:00 | 0.82443 | 0.96368 | 1.889 | 2.7771 | 2.7771 | 2.7771 | 1.2901 | 1.3147 | 1.3147 | 1.4535 | 1.6324 | 1.6324
2025-01-03 02:00 | 0.77099 | 0.90122 | 1.7665 | 2.5971 | 2.5971 | 2.5971 | 1.2748 | 1.2992 | 1.2992 | 1.4363 | 1.6131 | 1.6131
2025-01-03 03:00 | 0.77099 | 0.90122 | 1.7665 | 2.5971 | 2.5971 | 2.5971 | 1.2519 | 1.2758 | 1.2758 | 1.4105 | 1.5841 | 1.5841
2025-01-03 04:00 | 0.72901 | 0.85215 | 1.6703 | 2.4557 | 2.4557 | 2.4557 | 1.3092 | 1.3342 | 1.3342 | 1.475 | 1.6565 | 1.6565
2025-01-03 05:00 | 0.80153 | 0.93691 | 1.8365 | 2.7 | 2.7 | 2.7 | 1.3092 | 1.3342 | 1.3342 | 1.475 | 1.6565 | 1.6565
2025-01-03 06:00 | 0.92748 | 1.0841 | 2.1251 | 3.1242 | 3.1242 | 3.1242 | 1.4275 | 1.4548 | 1.4548 | 1.6083 | 1.8063 | 1.8063
2025-01-03 07:00 | 0.99237 | 1.16 | 2.2737 | 3.3428 | 3.3428 | 3.3428 | 1.4275 | 1.4548 | 1.4548 | 1.6083 | 1.8063 | 1.8063
2025-01-03 08:00 | 0.92366 | 1.0797 | 2.1163 | 3.1114 | 3.1114 | 3.1114 | 1.5496 | 1.5793 | 1.5793 | 1.746 | 1.9608 | 1.9608
2025-01-03 09:00 | 0.87786 | 1.0261 | 2.0114 | 2.9571 | 2.9571 | 2.9571 | 1.5115 | 1.5404 | 1.5404 | 1.7029 | 1.9125 | 1.9125
2025-01-03 10:00 | 0.64885 | 0.75845 | 1.4867 | 2.1857 | 2.1857 | 2.1857 | 0.66031 | 0.67293 | 0.67293 | 0.74396 | 0.83552 | 0.83552
2025-01-03 11:00 | 0.58015 | 0.67815 | 1.3293 | 1.9543 | 1.9543 | 1.9543 | 0.24809 | 0.25284 | 0.25284 | 0.27952 | 0.31392 | 0.31392
2025-01-03 12:00 | 0.58015 | 0.67815 | 1.3293 | 1.9543 | 1.9543 | 1.9543 | 0.33206 | 0.33841 | 0.33841 | 0.37413 | 0.42017 | 0.42017
2025-01-03 13:00 | 0.96183 | 1.1243 | 2.2038 | 3.2399 | 3.2399 | 3.2399 | 0.53435 | 0.54457 | 0.54457 | 0.60205 | 0.67614 | 0.67614
2025-01-03 14:00 | 0.77099 | 0.90122 | 1.7665 | 2.5971 | 2.5971 | 2.5971 | 0.71756 | 0.73128 | 0.73128 | 0.80847 | 0.90796 | 0.90796
2025-01-03 15:00 | 1.187 | 1.3875 | 2.7197 | 3.9985 | 3.9985 | 3.9985 | 1.6336 | 1.6648 | 1.6648 | 1.8406 | 2.0671 | 2.0671
2025-01-03 16:00 | 1.1908 | 1.392 | 2.7285 | 4.0114 | 4.0114 | 4.0114 | 1.9809 | 2.0188 | 2.0188 | 2.2319 | 2.5065 | 2.5065
2025-01-03 17:00 | 1.4771 | 1.7266 | 3.3844 | 4.9756 | 4.9756 | 4.9756 | 2.1527 | 2.1938 | 2.1938 | 2.4254 | 2.7239 | 2.7239
2025-01-03 18:00 | 1.2405 | 1.45 | 2.8422 | 4.1785 | 4.1785 | 4.1785 | 1.9275 | 1.9643 | 1.9643 | 2.1717 | 2.4389 | 2.4389
2025-01-03 19:00 | 1.3397 | 1.566 | 3.0696 | 4.5128 | 4.5128 | 4.5128 | 2.0802 | 2.1199 | 2.1199 | 2.3437 | 2.6321 | 2.6321
2025-01-03 20:00 | 1.2328 | 1.4411 | 2.8247 | 4.1528 | 4.1528 | 4.1528 | 2.0534 | 2.0927 | 2.0927 | 2.3136 | 2.5983 | 2.5983
2025-01-03 21:00 | 1.1298 | 1.3206 | 2.5886 | 3.8056 | 3.8056 | 3.8056 | 1.9084 | 1.9449 | 1.9449 | 2.1502 | 2.4148 | 2.4148
2025-01-03 22:00 | 0.94275 | 1.102 | 2.1601 | 3.1757 | 3.1757 | 3.1757 | 1.813 | 1.8476 | 1.8476 | 2.0427 | 2.294 | 2.294
2025-01-03 23:00 | 0.98473 | 1.1511 | 2.2563 | 3.3171 | 3.3171 | 3.3171 | 1.6412 | 1.6726 | 1.6726 | 1.8492 | 2.0767 | 2.0767
2025-01-04 | 0.88168 | 1.0306 | 2.0201 | 2.9699 | 2.9699 | 2.9699 | 1.5115 | 1.5404 | 1.5404 | 1.7029 | 1.9125 | 1.9125
2025-01-04 01:00 | 0.8626 | 1.0083 | 1.9764 | 2.9057 | 2.9057 | 2.9057 | 1.3664 | 1.3925 | 1.3925 | 1.5395 | 1.729 | 1.729
2025-01-04 02:00 | 0.81679 | 0.95476 | 1.8715 | 2.7514 | 2.7514 | 2.7514 | 1.2863 | 1.3109 | 1.3109 | 1.4492 | 1.6276 | 1.6276
2025-01-04 03:00 | 0.80153 | 0.93691 | 1.8365 | 2.7 | 2.7 | 2.7 | 1.2786 | 1.3031 | 1.3031 | 1.4406 | 1.6179 | 1.6179
2025-01-04 04:00 | 0.76718 | 0.89676 | 1.7578 | 2.5842 | 2.5842 | 2.5842 | 1.3053 | 1.3303 | 1.3303 | 1.4707 | 1.6517 | 1.6517
2025-01-04 05:00 | 0.79389 | 0.92799 | 1.819 | 2.6742 | 2.6742 | 2.6742 | 1.2863 | 1.3109 | 1.3109 | 1.4492 | 1.6276 | 1.6276
2025-01-04 06:00 | 0.81679 | 0.95476 | 1.8715 | 2.7514 | 2.7514 | 2.7514 | 1.3092 | 1.3342 | 1.3342 | 1.475 | 1.6565 | 1.6565
2025-01-04 07:00 | 0.81679 | 0.95476 | 1.8715 | 2.7514 | 2.7514 | 2.7514 | 1.2023 | 1.2253 | 1.2253 | 1.3546 | 1.5213 | 1.5213
2025-01-04 08:00 | 0.74046 | 0.86553 | 1.6966 | 2.4942 | 2.4942 | 2.4942 | 0.96947 | 0.98801 | 0.98801 | 1.0923 | 1.2267 | 1.2267
2025-01-04 09:00 | 0.67939 | 0.79415 | 1.5566 | 2.2885 | 2.2885 | 2.2885 | 0.59924 | 0.6107 | 0.6107 | 0.67516 | 0.75824 | 0.75824
2025-01-04 10:00 | 0.6374 | 0.74507 | 1.4604 | 2.1471 | 2.1471 | 2.1471 | 0.29008 | 0.29562 | 0.29562 | 0.32683 | 0.36705 | 0.36705
2025-01-04 11:00 | 0.62977 | 0.73615 | 1.443 | 2.1214 | 2.1214 | 2.1214 | 0.22519 | 0.2295 | 0.2295 | 0.25372 | 0.28494 | 0.28494
2025-01-04 12:00 | 0.68321 | 0.79861 | 1.5654 | 2.3014 | 2.3014 | 2.3014 | 0.26718 | 0.27229 | 0.27229 | 0.30103 | 0.33807 | 0.33807
2025-01-04 13:00 | 0.74809 | 0.87445 | 1.7141 | 2.52 | 2.52 | 2.52 | 0.90458 | 0.92188 | 0.92188 | 1.0192 | 1.1446 | 1.1446
2025-01-04 14:00 | 1.084 | 1.2671 | 2.4836 | 3.6514 | 3.6514 | 3.6514 | 1.3282 | 1.3536 | 1.3536 | 1.4965 | 1.6807 | 1.6807
2025-01-04 15:00 | 1.4313 | 1.6731 | 3.2794 | 4.8213 | 4.8213 | 4.8213 | 2.2443 | 2.2872 | 2.2872 | 2.5286 | 2.8398 | 2.8398
2025-01-04 16:00 | 1.5191 | 1.7757 | 3.4806 | 5.117 | 5.117 | 5.117 | 1.958 | 1.9955 | 1.9955 | 2.2061 | 2.4776 | 2.4776
2025-01-04 17:00 | 1.584 | 1.8515 | 3.6292 | 5.3356 | 5.3356 | 5.3356 | 2.7595 | 2.8123 | 2.8123 | 3.1092 | 3.4918 | 3.4918
2025-01-04 18:00 | 1.5611 | 1.8248 | 3.5768 | 5.2585 | 5.2585 | 5.2585 | 2.7328 | 2.7851 | 2.7851 | 3.0791 | 3.458 | 3.458
2025-01-04 19:00 | 1.3282 | 1.5526 | 3.0433 | 4.4742 | 4.4742 | 4.4742 | 2.3893 | 2.435 | 2.435 | 2.692 | 3.0233 | 3.0233
2025-01-04 20:00 | 1.0878 | 1.2715 | 2.4924 | 3.6642 | 3.6642 | 3.6642 | 2.0954 | 2.1355 | 2.1355 | 2.3609 | 2.6514 | 2.6514
2025-01-04 21:00 | 1.0954 | 1.2804 | 2.5099 | 3.6899 | 3.6899 | 3.6899 | 1.9351 | 1.9721 | 1.9721 | 2.1803 | 2.4486 | 2.4486
2025-01-04 22:00 | 0.95038 | 1.1109 | 2.1775 | 3.2014 | 3.2014 | 3.2014 | 1.8969 | 1.9332 | 1.9332 | 2.1373 | 2.4003 | 2.4003
2025-01-04 23:00 | 0.98092 | 1.1466 | 2.2475 | 3.3042 | 3.3042 | 3.3042 | 1.6908 | 1.7232 | 1.7232 | 1.9051 | 2.1395 | 2.1395
2025-01-05 | 0.90458 | 1.0574 | 2.0726 | 3.0471 | 3.0471 | 3.0471 | 1.5916 | 1.622 | 1.622 | 1.7933 | 2.0139 | 2.0139
2025-01-05 01:00 | 0.90458 | 1.0574 | 2.0726 | 3.0471 | 3.0471 | 3.0471 | 1.4656 | 1.4937 | 1.4937 | 1.6513 | 1.8546 | 1.8546
2025-01-05 02:00 | 0.8626 | 1.0083 | 1.9764 | 2.9057 | 2.9057 | 2.9057 | 1.2977 | 1.3225 | 1.3225 | 1.4621 | 1.6421 | 1.6421
2025-01-05 03:00 | 0.84351 | 0.98599 | 1.9327 | 2.8414 | 2.8414 | 2.8414 | 1.3397 | 1.3653 | 1.3653 | 1.5094 | 1.6952 | 1.6952
2025-01-05 04:00 | 0.76336 | 0.8923 | 1.749 | 2.5714 | 2.5714 | 2.5714 | 1.3969 | 1.4237 | 1.4237 | 1.5739 | 1.7676 | 1.7676
2025-01-05 05:00 | 0.79389 | 0.92799 | 1.819 | 2.6742 | 2.6742 | 2.6742 | 1.3397 | 1.3653 | 1.3653 | 1.5094 | 1.6952 | 1.6952
2025-01-05 06:00 | 0.82443 | 0.96368 | 1.889 | 2.7771 | 2.7771 | 2.7771 | 1.4351 | 1.4626 | 1.4626 | 1.6169 | 1.8159 | 1.8159
2025-01-05 07:00 | 0.80534 | 0.94138 | 1.8452 | 2.7128 | 2.7128 | 2.7128 | 1.2634 | 1.2875 | 1.2875 | 1.4234 | 1.5986 | 1.5986
2025-01-05 08:00 | 0.72137 | 0.84322 | 1.6528 | 2.43 | 2.43 | 2.43 | 1.2977 | 1.3225 | 1.3225 | 1.4621 | 1.6421 | 1.6421
2025-01-05 09:00 | 0.79389 | 0.92799 | 1.819 | 2.6742 | 2.6742 | 2.6742 | 1.313 | 1.3381 | 1.3381 | 1.4793 | 1.6614 | 1.6614
2025-01-05 10:00 | 0.8855 | 1.0351 | 2.0289 | 2.9828 | 2.9828 | 2.9828 | 0.75954 | 0.77407 | 0.77407 | 0.85577 | 0.96108 | 0.96108
2025-01-05 11:00 | 0.99237 | 1.16 | 2.2737 | 3.3428 | 3.3428 | 3.3428 | 0.80153 | 0.81686 | 0.81686 | 0.90308 | 1.0142 | 1.0142
2025-01-05 12:00 | 0.87405 | 1.0217 | 2.0026 | 2.9442 | 2.9442 | 2.9442 | 1.0534 | 1.0736 | 1.0736 | 1.1869 | 1.333 | 1.333
2025-01-05 13:00 | 1.5496 | 1.8114 | 3.5505 | 5.2199 | 5.2199 | 5.2199 | 2.2939 | 2.3378 | 2.3378 | 2.5845 | 2.9026 | 2.9026
2025-01-05 14:00 | 1.4695 | 1.7177 | 3.3669 | 4.9499 | 4.9499 | 4.9499 | 2.0954 | 2.1355 | 2.1355 | 2.3609 | 2.6514 | 2.6514
2025-01-05 15:00 | 1.6641 | 1.9452 | 3.8129 | 5.6056 | 5.6056 | 5.6056 | 2.8588 | 2.9135 | 2.9135 | 3.221 | 3.6173 | 3.6173
2025-01-05 16:00 | 1.6412 | 1.9184 | 3.7604 | 5.5285 | 5.5285 | 5.5285 | 2.8282 | 2.8823 | 2.8823 | 3.1866 | 3.5787 | 3.5787
2025-01-05 17:00 | 1.6756 | 1.9586 | 3.8391 | 5.6442 | 5.6442 | 5.6442 | 2.7863 | 2.8395 | 2.8395 | 3.1393 | 3.5256 | 3.5256
2025-01-05 18:00 | 1.4008 | 1.6374 | 3.2095 | 4.7185 | 4.7185 | 4.7185 | 2.313 | 2.3572 | 2.3572 | 2.606 | 2.9267 | 2.9267
2025-01-05 19:00 | 1.3206 | 1.5437 | 3.0258 | 4.4485 | 4.4485 | 4.4485 | 2.2939 | 2.3378 | 2.3378 | 2.5845 | 2.9026 | 2.9026
2025-01-05 20:00 | 1.2061 | 1.4098 | 2.7635 | 4.0628 | 4.0628 | 4.0628 | 2.1374 | 2.1783 | 2.1783 | 2.4082 | 2.7046 | 2.7046
2025-01-05 21:00 | 1.1527 | 1.3474 | 2.641 | 3.8828 | 3.8828 | 3.8828 | 2.0038 | 2.0421 | 2.0421 | 2.2577 | 2.5355 | 2.5355
2025-01-05 22:00 | 1.0115 | 1.1823 | 2.3175 | 3.4071 | 3.4071 | 3.4071 | 1.8473 | 1.8827 | 1.8827 | 2.0814 | 2.3375 | 2.3375
2025-01-05 23:00 | 1.0649 | 1.2448 | 2.4399 | 3.5871 | 3.5871 | 3.5871 | 1.8206 | 1.8554 | 1.8554 | 2.0513 | 2.3037 | 2.3037
2025-01-06 | 0.95802 | 1.1198 | 2.195 | 3.2271 | 3.2271 | 3.2271 | 1.5916 | 1.622 | 1.622 | 1.7933 | 2.0139 | 2.0139
2025-01-06 01:00 | 1.0267 | 1.2001 | 2.3524 | 3.4585 | 3.4585 | 3.4585 | 1.3855 | 1.412 | 1.412 | 1.561 | 1.7531 | 1.7531
2025-01-06 02:00 | 0.82824 | 0.96814 | 1.8977 | 2.7899 | 2.7899 | 2.7899 | 1.3855 | 1.412 | 1.412 | 1.561 | 1.7531 | 1.7531
2025-01-06 03:00 | 0.83969 | 0.98153 | 1.9239 | 2.8285 | 2.8285 | 2.8285 | 1.3626 | 1.3887 | 1.3887 | 1.5352 | 1.7242 | 1.7242
2025-01-06 04:00 | 0.83969 | 0.98153 | 1.9239 | 2.8285 | 2.8285 | 2.8285 | 1.3893 | 1.4159 | 1.4159 | 1.5653 | 1.758 | 1.758
2025-01-06 05:00 | 0.85115 | 0.99491 | 1.9502 | 2.8671 | 2.8671 | 2.8671 | 1.6183 | 1.6493 | 1.6493 | 1.8234 | 2.0477 | 2.0477
2025-01-06 06:00 | 1.0038 | 1.1734 | 2.3 | 3.3814 | 3.3814 | 3.3814 | 1.8092 | 1.8438 | 1.8438 | 2.0384 | 2.2892 | 2.2892
2025-01-06 07:00 | 1.0687 | 1.2492 | 2.4486 | 3.5999 | 3.5999 | 3.5999 | 1.7672 | 1.801 | 1.801 | 1.9911 | 2.2361 | 2.2361
2025-01-06 08:00 | 1.0534 | 1.2314 | 2.4137 | 3.5485 | 3.5485 | 3.5485 | 1.8244 | 1.8593 | 1.8593 | 2.0556 | 2.3085 | 2.3085
2025-01-06 09:00 | 1.2481 | 1.4589 | 2.8597 | 4.2042 | 4.2042 | 4.2042 | 1.9771 | 2.0149 | 2.0149 | 2.2276 | 2.5017 | 2.5017
2025-01-06 10:00 | 1.2863 | 1.5035 | 2.9471 | 4.3328 | 4.3328 | 4.3328 | 2.2328 | 2.2755 | 2.2755 | 2.5157 | 2.8253 | 2.8253
2025-01-06 11:00 | 1.3053 | 1.5258 | 2.9908 | 4.3971 | 4.3971 | 4.3971 | 2.1985 | 2.2405 | 2.2405 | 2.477 | 2.7818 | 2.7818
2025-01-06 12:00 | 1.584 | 1.8515 | 3.6292 | 5.3356 | 5.3356 | 5.3356 | 2.5763 | 2.6256 | 2.6256 | 2.9028 | 3.26 | 3.26
2025-01-06 13:00 | 1.6756 | 1.9586 | 3.8391 | 5.6442 | 5.6442 | 5.6442 | 2.7977 | 2.8512 | 2.8512 | 3.1522 | 3.5401 | 3.5401
2025-01-06 14:00 | 1.7214 | 2.0121 | 3.9441 | 5.7985 | 5.7985 | 5.7985 | 2.9809 | 3.0379 | 3.0379 | 3.3586 | 3.7719 | 3.7719
2025-01-06 15:00 | 1.6947 | 1.9809 | 3.8829 | 5.7085 | 5.7085 | 5.7085 | 2.958 | 3.0146 | 3.0146 | 3.3328 | 3.7429 | 3.7429
2025-01-06 16:00 | 1.7252 | 2.0166 | 3.9528 | 5.8113 | 5.8113 | 5.8113 | 3.3206 | 3.3841 | 3.3841 | 3.7413 | 4.2017 | 4.2017
2025-01-06 17:00 | 1.6908 | 1.9764 | 3.8741 | 5.6956 | 5.6956 | 5.6956 | 3.2137 | 3.2752 | 3.2752 | 3.6209 | 4.0665 | 4.0665
2025-01-06 18:00 | 1.645 | 1.9229 | 3.7692 | 5.5413 | 5.5413 | 5.5413 | 2.9275 | 2.9835 | 2.9835 | 3.2984 | 3.7043 | 3.7043
2025-01-06 19:00 | 1.355 | 1.5838 | 3.1045 | 4.5642 | 4.5642 | 4.5642 | 2.6412 | 2.6917 | 2.6917 | 2.9759 | 3.3421 | 3.3421
2025-01-06 20:00 | 1.2176 | 1.4232 | 2.7897 | 4.1014 | 4.1014 | 4.1014 | 2.3282 | 2.3728 | 2.3728 | 2.6232 | 2.946 | 2.946
2025-01-06 21:00 | 1.0802 | 1.2626 | 2.4749 | 3.6385 | 3.6385 | 3.6385 | 2.1412 | 2.1822 | 2.1822 | 2.4125 | 2.7094 | 2.7094
2025-01-06 22:00 | 1.0611 | 1.2403 | 2.4312 | 3.5742 | 3.5742 | 3.5742 | 1.7328 | 1.766 | 1.766 | 1.9524 | 2.1926 | 2.1926
2025-01-06 23:00 | 1.0229 | 1.1957 | 2.3437 | 3.4457 | 3.4457 | 3.4457 | 1.6794 | 1.7115 | 1.7115 | 1.8922 | 2.125 | 2.125
2025-01-07 | 0.9084 | 1.0618 | 2.0813 | 3.0599 | 3.0599 | 3.0599 | 1.5382 | 1.5676 | 1.5676 | 1.733 | 1.9463 | 1.9463
2025-01-07 01:00 | 0.85878 | 1.0038 | 1.9677 | 2.8928 | 2.8928 | 2.8928 | 1.4275 | 1.4548 | 1.4548 | 1.6083 | 1.8063 | 1.8063
2025-01-07 02:00 | 0.82824 | 0.96814 | 1.8977 | 2.7899 | 2.7899 | 2.7899 | 1.3435 | 1.3692 | 1.3692 | 1.5137 | 1.7 | 1.7
2025-01-07 03:00 | 0.82824 | 0.96814 | 1.8977 | 2.7899 | 2.7899 | 2.7899 | 1.3626 | 1.3887 | 1.3887 | 1.5352 | 1.7242 | 1.7242
2025-01-07 04:00 | 0.81298 | 0.9503 | 1.8627 | 2.7385 | 2.7385 | 2.7385 | 1.3969 | 1.4237 | 1.4237 | 1.5739 | 1.7676 | 1.7676
2025-01-07 05:00 | 0.92748 | 1.0841 | 2.1251 | 3.1242 | 3.1242 | 3.1242 | 1.6031 | 1.6337 | 1.6337 | 1.8062 | 2.0284 | 2.0284
2025-01-07 06:00 | 0.95802 | 1.1198 | 2.195 | 3.2271 | 3.2271 | 3.2271 | 1.7557 | 1.7893 | 1.7893 | 1.9782 | 2.2216 | 2.2216
2025-01-07 07:00 | 1.1031 | 1.2894 | 2.5274 | 3.7156 | 3.7156 | 3.7156 | 1.8969 | 1.9332 | 1.9332 | 2.1373 | 2.4003 | 2.4003
2025-01-07 08:00 | 1.1031 | 1.2894 | 2.5274 | 3.7156 | 3.7156 | 3.7156 | 1.9695 | 2.0071 | 2.0071 | 2.219 | 2.4921 | 2.4921
2025-01-07 09:00 | 1.0458 | 1.2224 | 2.3962 | 3.5228 | 3.5228 | 3.5228 | 1.8015 | 1.836 | 1.836 | 2.0298 | 2.2796 | 2.2796
2025-01-07 10:00 | 1.0687 | 1.2492 | 2.4486 | 3.5999 | 3.5999 | 3.5999 | 1.7099 | 1.7426 | 1.7426 | 1.9266 | 2.1636 | 2.1636
2025-01-07 11:00 | 1.0725 | 1.2537 | 2.4574 | 3.6128 | 3.6128 | 3.6128 | 1.9008 | 1.9371 | 1.9371 | 2.1416 | 2.4051 | 2.4051
2025-01-07 12:00 | 0.97328 | 1.1377 | 2.23 | 3.2785 | 3.2785 | 3.2785 | 1.7099 | 1.7426 | 1.7426 | 1.9266 | 2.1636 | 2.1636
2025-01-07 13:00 | 1.1947 | 1.3964 | 2.7372 | 4.0242 | 4.0242 | 4.0242 | 2.0344 | 2.0733 | 2.0733 | 2.2921 | 2.5742 | 2.5742
2025-01-07 14:00 | 1.2366 | 1.4455 | 2.8334 | 4.1656 | 4.1656 | 4.1656 | 2.1679 | 2.2094 | 2.2094 | 2.4426 | 2.7432 | 2.7432
2025-01-07 15:00 | 1.0573 | 1.2358 | 2.4224 | 3.5614 | 3.5614 | 3.5614 | 2.0153 | 2.0538 | 2.0538 | 2.2706 | 2.55 | 2.55
2025-01-07 16:00 | 1.0573 | 1.2358 | 2.4224 | 3.5614 | 3.5614 | 3.5614 | 2.1794 | 2.2211 | 2.2211 | 2.4555 | 2.7577 | 2.7577
2025-01-07 17:00 | 1.0305 | 1.2046 | 2.3612 | 3.4714 | 3.4714 | 3.4714 | 1.7901 | 1.8243 | 1.8243 | 2.0169 | 2.2651 | 2.2651
2025-01-07 18:00 | 1.042 | 1.218 | 2.3874 | 3.5099 | 3.5099 | 3.5099 | 1.6794 | 1.7115 | 1.7115 | 1.8922 | 2.125 | 2.125
2025-01-07 19:00 | 1.0382 | 1.2135 | 2.3787 | 3.4971 | 3.4971 | 3.4971 | 1.7023 | 1.7348 | 1.7348 | 1.918 | 2.154 | 2.154
2025-01-07 20:00 | 0.96947 | 1.1332 | 2.2213 | 3.2657 | 3.2657 | 3.2657 | 1.7748 | 1.8088 | 1.8088 | 1.9997 | 2.2457 | 2.2457
2025-01-07 21:00 | 1.0115 | 1.1823 | 2.3175 | 3.4071 | 3.4071 | 3.4071 | 1.6718 | 1.7037 | 1.7037 | 1.8836 | 2.1154 | 2.1154
2025-01-07 22:00 | 0.89313 | 1.044 | 2.0464 | 3.0085 | 3.0085 | 3.0085 | 1.5344 | 1.5637 | 1.5637 | 1.7287 | 1.9415 | 1.9415
2025-01-07 23:00 | 0.87405 | 1.0217 | 2.0026 | 2.9442 | 2.9442 | 2.9442 | 1.5 | 1.5287 | 1.5287 | 1.69 | 1.898 | 1.898
2025-01-08 | 0.79008 | 0.92353 | 1.8102 | 2.6614 | 2.6614 | 2.6614 | 1.3321 | 1.3575 | 1.3575 | 1.5008 | 1.6855 | 1.6855
2025-01-08 01:00 | 0.76718 | 0.89676 | 1.7578 | 2.5842 | 2.5842 | 2.5842 | 1.2061 | 1.2292 | 1.2292 | 1.3589 | 1.5261 | 1.5261
2025-01-08 02:00 | 0.77099 | 0.90122 | 1.7665 | 2.5971 | 2.5971 | 2.5971 | 1.1756 | 1.1981 | 1.1981 | 1.3245 | 1.4875 | 1.4875
2025-01-08 03:00 | 0.77099 | 0.90122 | 1.7665 | 2.5971 | 2.5971 | 2.5971 | 1.187 | 1.2097 | 1.2097 | 1.3374 | 1.502 | 1.502
2025-01-08 04:00 | 0.77863 | 0.91014 | 1.784 | 2.6228 | 2.6228 | 2.6228 | 1.187 | 1.2097 | 1.2097 | 1.3374 | 1.502 | 1.502
2025-01-08 05:00 | 0.77863 | 0.91014 | 1.784 | 2.6228 | 2.6228 | 2.6228 | 1.4198 | 1.447 | 1.447 | 1.5997 | 1.7966 | 1.7966
2025-01-08 06:00 | 1.0267 | 1.2001 | 2.3524 | 3.4585 | 3.4585 | 3.4585 | 3.3282 | 3.3919 | 3.3919 | 3.7499 | 4.2114 | 4.2114
2025-01-08 07:00 | 1.7252 | 2.0166 | 3.9528 | 5.8113 | 5.8113 | 5.8113 | 1.3053 | 1.3303 | 1.3303 | 1.4707 | 1.6517 | 1.6517
2025-01-08 08:00 | 1.4008 | 1.6374 | 3.2095 | 4.7185 | 4.7185 | 4.7185 | 1.2443 | 1.2681 | 1.2681 | 1.4019 | 1.5744 | 1.5744
2025-01-08 09:00 | 1.3206 | 1.5437 | 3.0258 | 4.4485 | 4.4485 | 4.4485 | 1.084 | 1.1047 | 1.1047 | 1.2213 | 1.3716 | 1.3716
2025-01-08 10:00 | 1.187 | 1.3875 | 2.7197 | 3.9985 | 3.9985 | 3.9985 | 1.0305 | 1.0502 | 1.0502 | 1.1611 | 1.304 | 1.304
2025-01-08 11:00 | 1.1221 | 1.3117 | 2.5711 | 3.7799 | 3.7799 | 3.7799 | 1 | 1.0191 | 1.0191 | 1.1267 | 1.2653 | 1.2653
2025-01-08 12:00 | 1.0687 | 1.2492 | 2.4486 | 3.5999 | 3.5999 | 3.5999 | 0.81679 | 0.83241 | 0.83241 | 0.92028 | 1.0335 | 1.0335
2025-01-08 13:00 | 1.0229 | 1.1957 | 2.3437 | 3.4457 | 3.4457 | 3.4457 | 0.82824 | 0.84408 | 0.84408 | 0.93318 | 1.048 | 1.048
2025-01-08 14:00 | 0.90076 | 1.0529 | 2.0639 | 3.0342 | 3.0342 | 3.0342 | 0.92748 | 0.94522 | 0.94522 | 1.045 | 1.1736 | 1.1736
2025-01-08 15:00 | 0.65649 | 0.76738 | 1.5042 | 2.2114 | 2.2114 | 2.2114 | 0.61069 | 0.62237 | 0.62237 | 0.68806 | 0.77273 | 0.77273
2025-01-08 16:00 | 0.87023 | 1.0172 | 1.9939 | 2.9314 | 2.9314 | 2.9314 | 0.72137 | 0.73517 | 0.73517 | 0.81277 | 0.91279 | 0.91279
2025-01-08 17:00 | 1.145 | 1.3384 | 2.6235 | 3.8571 | 3.8571 | 3.8571 | 0.93511 | 0.953 | 0.953 | 1.0536 | 1.1832 | 1.1832
2025-01-08 18:00 | 1.2863 | 1.5035 | 2.9471 | 4.3328 | 4.3328 | 4.3328 | 1.3779 | 1.4042 | 1.4042 | 1.5524 | 1.7435 | 1.7435
2025-01-08 19:00 | 1.5267 | 1.7846 | 3.4981 | 5.1428 | 5.1428 | 5.1428 | 1.3702 | 1.3964 | 1.3964 | 1.5438 | 1.7338 | 1.7338
2025-01-08 20:00 | 1.5267 | 1.7846 | 3.4981 | 5.1428 | 5.1428 | 5.1428 | 1.3473 | 1.3731 | 1.3731 | 1.518 | 1.7048 | 1.7048
2025-01-08 21:00 | 1.4771 | 1.7266 | 3.3844 | 4.9756 | 4.9756 | 4.9756 | 1.313 | 1.3381 | 1.3381 | 1.4793 | 1.6614 | 1.6614
2025-01-08 22:00 | 1.4275 | 1.6686 | 3.2707 | 4.8085 | 4.8085 | 4.8085 | 1.0382 | 1.058 | 1.058 | 1.1697 | 1.3136 | 1.3136
2025-01-08 23:00 | 1.355 | 1.5838 | 3.1045 | 4.5642 | 4.5642 | 4.5642 | 1.0191 | 1.0386 | 1.0386 | 1.1482 | 1.2895 | 1.2895
2025-01-09 | 1.3015 | 1.5214 | 2.9821 | 4.3842 | 4.3842 | 4.3842 | 0.95802 | 0.97634 | 0.97634 | 1.0794 | 1.2122 | 1.2122
2025-01-09 01:00 | 1.1985 | 1.4009 | 2.746 | 4.0371 | 4.0371 | 4.0371 | 0.84733 | 0.86353 | 0.86353 | 0.95468 | 1.0722 | 1.0722
2025-01-09 02:00 | 1.1679 | 1.3652 | 2.676 | 3.9342 | 3.9342 | 3.9342 | 0.83588 | 0.85186 | 0.85186 | 0.94178 | 1.0577 | 1.0577
2025-01-09 03:00 | 1.1679 | 1.3652 | 2.676 | 3.9342 | 3.9342 | 3.9342 | 0.84351 | 0.85964 | 0.85964 | 0.95038 | 1.0673 | 1.0673
2025-01-09 04:00 | 1.1145 | 1.3028 | 2.5536 | 3.7542 | 3.7542 | 3.7542 | 0.84351 | 0.85964 | 0.85964 | 0.95038 | 1.0673 | 1.0673
2025-01-09 05:00 | 1.187 | 1.3875 | 2.7197 | 3.9985 | 3.9985 | 3.9985 | 1.042 | 1.0619 | 1.0619 | 1.174 | 1.3185 | 1.3185
2025-01-09 06:00 | 1.374 | 1.6061 | 3.1483 | 4.6285 | 4.6285 | 4.6285 | 1.1031 | 1.1241 | 1.1241 | 1.2428 | 1.3957 | 1.3957
2025-01-09 07:00 | 1.4885 | 1.74 | 3.4106 | 5.0142 | 5.0142 | 5.0142 | 1.2061 | 1.2292 | 1.2292 | 1.3589 | 1.5261 | 1.5261
2025-01-09 08:00 | 1.4008 | 1.6374 | 3.2095 | 4.7185 | 4.7185 | 4.7185 | 1.1679 | 1.1903 | 1.1903 | 1.3159 | 1.4778 | 1.4778
2025-01-09 09:00 | 1.4008 | 1.6374 | 3.2095 | 4.7185 | 4.7185 | 4.7185 | 1.1947 | 1.2175 | 1.2175 | 1.346 | 1.5117 | 1.5117
2025-01-09 10:00 | 1.458 | 1.7043 | 3.3407 | 4.9113 | 4.9113 | 4.9113 | 0.26718 | 0.27229 | 0.27229 | 0.30103 | 0.33807 | 0.33807
2025-01-09 11:00 | 2.1336 | 2.494 | 4.8885 | 7.187 | 7.187 | 7.187 | 0.25954 | 0.26451 | 0.26451 | 0.29243 | 0.32841 | 0.32841
2025-01-09 12:00 | 1.7099 | 1.9987 | 3.9178 | 5.7599 | 5.7599 | 5.7599 | 0.33969 | 0.34619 | 0.34619 | 0.38273 | 0.42983 | 0.42983
2025-01-09 13:00 | 2.3855 | 2.7884 | 5.4657 | 8.0356 | 8.0356 | 8.0356 | 0.26336 | 0.2684 | 0.2684 | 0.29673 | 0.33324 | 0.33324
2025-01-09 14:00 | 2.542 | 2.9714 | 5.8243 | 8.5627 | 8.5627 | 8.5627 | 1.2176 | 1.2408 | 1.2408 | 1.3718 | 1.5406 | 1.5406
2025-01-09 15:00 | 1.6527 | 1.9318 | 3.7867 | 5.567 | 5.567 | 5.567 | 1.4847 | 1.5131 | 1.5131 | 1.6728 | 1.8787 | 1.8787
2025-01-09 16:00 | 1.6527 | 1.9318 | 3.7867 | 5.567 | 5.567 | 5.567 | 1.4924 | 1.5209 | 1.5209 | 1.6814 | 1.8884 | 1.8884
2025-01-09 17:00 | 1.7405 | 2.0344 | 3.9878 | 5.8628 | 5.8628 | 5.8628 | 1.5687 | 1.5987 | 1.5987 | 1.7675 | 1.985 | 1.985
2025-01-09 18:00 | 1.6374 | 1.914 | 3.7517 | 5.5156 | 5.5156 | 5.5156 | 1.5496 | 1.5793 | 1.5793 | 1.746 | 1.9608 | 1.9608
2025-01-09 19:00 | 1.5725 | 1.8381 | 3.603 | 5.297 | 5.297 | 5.297 | 1.5267 | 1.5559 | 1.5559 | 1.7201 | 1.9318 | 1.9318
2025-01-09 20:00 | 1.6221 | 1.8961 | 3.7167 | 5.4642 | 5.4642 | 5.4642 | 1.4275 | 1.4548 | 1.4548 | 1.6083 | 1.8063 | 1.8063
2025-01-09 21:00 | 1.5649 | 1.8292 | 3.5855 | 5.2713 | 5.2713 | 5.2713 | 1.4237 | 1.4509 | 1.4509 | 1.604 | 1.8014 | 1.8014
2025-01-09 22:00 | 1.4542 | 1.6998 | 3.3319 | 4.8985 | 4.8985 | 4.8985 | 1.1985 | 1.2214 | 1.2214 | 1.3503 | 1.5165 | 1.5165
2025-01-09 23:00 | 1.4275 | 1.6686 | 3.2707 | 4.8085 | 4.8085 | 4.8085 | 1.1031 | 1.1241 | 1.1241 | 1.2428 | 1.3957 | 1.3957
2025-01-10 | 1.355 | 1.5838 | 3.1045 | 4.5642 | 4.5642 | 4.5642 | 1.0382 | 1.058 | 1.058 | 1.1697 | 1.3136 | 1.3136
2025-01-10 01:00 | 1.2595 | 1.4723 | 2.8859 | 4.2428 | 4.2428 | 4.2428 | 1.0115 | 1.0308 | 1.0308 | 1.1396 | 1.2798 | 1.2798
2025-01-10 02:00 | 1.2099 | 1.4143 | 2.7722 | 4.0756 | 4.0756 | 4.0756 | 0.9313 | 0.94911 | 0.94911 | 1.0493 | 1.1784 | 1.1784
2025-01-10 03:00 | 1.2099 | 1.4143 | 2.7722 | 4.0756 | 4.0756 | 4.0756 | 1.0534 | 1.0736 | 1.0736 | 1.1869 | 1.333 | 1.333
2025-01-10 04:00 | 1.1718 | 1.3697 | 2.6848 | 3.9471 | 3.9471 | 3.9471 | 1.0344 | 1.0541 | 1.0541 | 1.1654 | 1.3088 | 1.3088
2025-01-10 05:00 | 1.3206 | 1.5437 | 3.0258 | 4.4485 | 4.4485 | 4.4485 | 1.1374 | 1.1592 | 1.1592 | 1.2815 | 1.4392 | 1.4392
2025-01-10 06:00 | 1.4046 | 1.6418 | 3.2182 | 4.7313 | 4.7313 | 4.7313 | 1.2977 | 1.3225 | 1.3225 | 1.4621 | 1.6421 | 1.6421
2025-01-10 07:00 | 1.4924 | 1.7444 | 3.4194 | 5.0271 | 5.0271 | 5.0271 | 1.5305 | 1.5598 | 1.5598 | 1.7244 | 1.9367 | 1.9367
2025-01-10 08:00 | 1.6527 | 1.9318 | 3.7867 | 5.567 | 5.567 | 5.567 | 1.4198 | 1.447 | 1.447 | 1.5997 | 1.7966 | 1.7966
2025-01-10 09:00 | 1.7405 | 2.0344 | 3.9878 | 5.8628 | 5.8628 | 5.8628 | 1.3969 | 1.4237 | 1.4237 | 1.5739 | 1.7676 | 1.7676
2025-01-10 10:00 | 1.6031 | 1.8738 | 3.673 | 5.3999 | 5.3999 | 5.3999 | 1.3588 | 1.3848 | 1.3848 | 1.5309 | 1.7193 | 1.7193
2025-01-10 11:00 | 1.3855 | 1.6195 | 3.1745 | 4.6671 | 4.6671 | 4.6671 | 1.1489 | 1.1708 | 1.1708 | 1.2944 | 1.4537 | 1.4537
2025-01-10 12:00 | 2.1603 | 2.5252 | 4.9498 | 7.277 | 7.277 | 7.277 | 1.5992 | 1.6298 | 1.6298 | 1.8019 | 2.0236 | 2.0236
2025-01-10 13:00 | 2.1374 | 2.4984 | 4.8973 | 7.1999 | 7.1999 | 7.1999 | 1.7023 | 1.7348 | 1.7348 | 1.918 | 2.154 | 2.154
2025-01-10 14:00 | 2.0153 | 2.3557 | 4.6174 | 6.7884 | 6.7884 | 6.7884 | 1.6374 | 1.6687 | 1.6687 | 1.8449 | 2.0719 | 2.0719
2025-01-10 15:00 | 2.0153 | 2.3557 | 4.6174 | 6.7884 | 6.7884 | 6.7884 | 2.1374 | 2.1783 | 2.1783 | 2.4082 | 2.7046 | 2.7046
2025-01-10 16:00 | 1.6947 | 1.9809 | 3.8829 | 5.7085 | 5.7085 | 5.7085 | 0.51908 | 0.52901 | 0.52901 | 0.58485 | 0.65682 | 0.65682
2025-01-10 17:00 | 1.6947 | 1.9809 | 3.8829 | 5.7085 | 5.7085 | 5.7085 | 0.60687 | 0.61848 | 0.61848 | 0.68376 | 0.7679 | 0.7679
2025-01-10 18:00 | 1.5725 | 1.8381 | 3.603 | 5.297 | 5.297 | 5.297 | 0.68702 | 0.70016 | 0.70016 | 0.77407 | 0.86932 | 0.86932
2025-01-10 19:00 | 1.5267 | 1.7846 | 3.4981 | 5.1428 | 5.1428 | 5.1428 | 0.61069 | 0.62237 | 0.62237 | 0.68806 | 0.77273 | 0.77273
2025-01-10 20:00 | 1.5 | 1.7534 | 3.4368 | 5.0528 | 5.0528 | 5.0528 | 0.61069 | 0.62237 | 0.62237 | 0.68806 | 0.77273 | 0.77273
2025-01-10 21:00 | 1.5115 | 1.7668 | 3.4631 | 5.0913 | 5.0913 | 5.0913 | 0.5916 | 0.60292 | 0.60292 | 0.66656 | 0.74858 | 0.74858
2025-01-10 22:00 | 1.3664 | 1.5972 | 3.1308 | 4.6028 | 4.6028 | 4.6028 | 0.5916 | 0.60292 | 0.60292 | 0.66656 | 0.74858 | 0.74858
2025-01-10 23:00 | 1.3779 | 1.6106 | 3.157 | 4.6413 | 4.6413 | 4.6413 | 0.5229 | 0.5329 | 0.5329 | 0.58915 | 0.66165 | 0.66165
2025-01-11 | 1.2901 | 1.508 | 2.9559 | 4.3456 | 4.3456 | 4.3456 | 0.5229 | 0.5329 | 0.5329 | 0.58915 | 0.66165 | 0.66165
2025-01-11 01:00 | 1.1527 | 1.3474 | 2.641 | 3.8828 | 3.8828 | 3.8828 | 0.47328 | 0.48233 | 0.48233 | 0.53325 | 0.59887 | 0.59887
2025-01-11 02:00 | 1.1336 | 1.3251 | 2.5973 | 3.8185 | 3.8185 | 3.8185 | 0.40458 | 0.41232 | 0.41232 | 0.45584 | 0.51193 | 0.51193
2025-01-11 03:00 | 1.1031 | 1.2894 | 2.5274 | 3.7156 | 3.7156 | 3.7156 | 0.40458 | 0.41232 | 0.41232 | 0.45584 | 0.51193 | 0.51193
2025-01-11 04:00 | 1.1031 | 1.2894 | 2.5274 | 3.7156 | 3.7156 | 3.7156 | 0.40458 | 0.41232 | 0.41232 | 0.45584 | 0.51193 | 0.51193
2025-01-11 05:00 | 1.1107 | 1.2983 | 2.5448 | 3.7414 | 3.7414 | 3.7414 | 0.37023 | 0.37731 | 0.37731 | 0.41714 | 0.46847 | 0.46847
2025-01-11 06:00 | 1.2252 | 1.4321 | 2.8072 | 4.1271 | 4.1271 | 4.1271 | 0.39313 | 0.40065 | 0.40065 | 0.44294 | 0.49745 | 0.49745
2025-01-11 07:00 | 1.1832 | 1.3831 | 2.711 | 3.9856 | 3.9856 | 3.9856 | 0.45038 | 0.45899 | 0.45899 | 0.50744 | 0.56989 | 0.56989
2025-01-11 08:00 | 1.2061 | 1.4098 | 2.7635 | 4.0628 | 4.0628 | 4.0628 | 0.44275 | 0.45122 | 0.45122 | 0.49884 | 0.56023 | 0.56023
2025-01-11 09:00 | 1.1489 | 1.3429 | 2.6323 | 3.8699 | 3.8699 | 3.8699 | 1.3359 | 1.3614 | 1.3614 | 1.5051 | 1.6903 | 1.6903
2025-01-11 10:00 | 0.95038 | 1.1109 | 2.1775 | 3.2014 | 3.2014 | 3.2014 | 0.91985 | 0.93744 | 0.93744 | 1.0364 | 1.1639 | 1.1639
2025-01-11 11:00 | 1.1107 | 1.2983 | 2.5448 | 3.7414 | 3.7414 | 3.7414 | 0.71756 | 0.73128 | 0.73128 | 0.80847 | 0.90796 | 0.90796
2025-01-11 12:00 | 1.2061 | 1.4098 | 2.7635 | 4.0628 | 4.0628 | 4.0628 | 0.78626 | 0.8013 | 0.8013 | 0.88588 | 0.99489 | 0.99489
2025-01-11 13:00 | 1.355 | 1.5838 | 3.1045 | 4.5642 | 4.5642 | 4.5642 | 0.5916 | 0.60292 | 0.60292 | 0.66656 | 0.74858 | 0.74858
2025-01-11 14:00 | 0.87786 | 1.0261 | 2.0114 | 2.9571 | 2.9571 | 2.9571 | 0.9542 | 0.97245 | 0.97245 | 1.0751 | 1.2074 | 1.2074
2025-01-11 15:00 | 1.2748 | 1.4901 | 2.9209 | 4.2942 | 4.2942 | 4.2942 | 0.9313 | 0.94911 | 0.94911 | 1.0493 | 1.1784 | 1.1784
2025-01-11 16:00 | 1.3893 | 1.624 | 3.1832 | 4.6799 | 4.6799 | 4.6799 | 1.2519 | 1.2758 | 1.2758 | 1.4105 | 1.5841 | 1.5841
2025-01-11 17:00 | 1.6412 | 1.9184 | 3.7604 | 5.5285 | 5.5285 | 5.5285 | 1.3206 | 1.3459 | 1.3459 | 1.4879 | 1.671 | 1.671
2025-01-11 18:00 | 1.6565 | 1.9363 | 3.7954 | 5.5799 | 5.5799 | 5.5799 | 2.4008 | 2.4467 | 2.4467 | 2.7049 | 3.0378 | 3.0378
2025-01-11 19:00 | 1.6374 | 1.914 | 3.7517 | 5.5156 | 5.5156 | 5.5156 | 0.74046 | 0.75462 | 0.75462 | 0.83427 | 0.93694 | 0.93694
2025-01-11 20:00 | 1.4924 | 1.7444 | 3.4194 | 5.0271 | 5.0271 | 5.0271 | 0.6145 | 0.62626 | 0.62626 | 0.69236 | 0.77756 | 0.77756
2025-01-11 21:00 | 1.5038 | 1.7578 | 3.4456 | 5.0656 | 5.0656 | 5.0656 | 0.6145 | 0.62626 | 0.62626 | 0.69236 | 0.77756 | 0.77756
2025-01-11 22:00 | 1.4237 | 1.6641 | 3.2619 | 4.7956 | 4.7956 | 4.7956 | 0.58397 | 0.59514 | 0.59514 | 0.65796 | 0.73892 | 0.73892
2025-01-11 23:00 | 1.458 | 1.7043 | 3.3407 | 4.9113 | 4.9113 | 4.9113 | 0.51908 | 0.52901 | 0.52901 | 0.58485 | 0.65682 | 0.65682
2025-01-12 | 1.3321 | 1.5571 | 3.0521 | 4.4871 | 4.4871 | 4.4871 | 0.51908 | 0.52901 | 0.52901 | 0.58485 | 0.65682 | 0.65682
2025-01-12 01:00 | 1.2481 | 1.4589 | 2.8597 | 4.2042 | 4.2042 | 4.2042 | 0.47328 | 0.48233 | 0.48233 | 0.53325 | 0.59887 | 0.59887
2025-01-12 02:00 | 1.145 | 1.3384 | 2.6235 | 3.8571 | 3.8571 | 3.8571 | 0.40458 | 0.41232 | 0.41232 | 0.45584 | 0.51193 | 0.51193
2025-01-12 03:00 | 1.1107 | 1.2983 | 2.5448 | 3.7414 | 3.7414 | 3.7414 | 0.4313 | 0.43955 | 0.43955 | 0.48594 | 0.54574 | 0.54574
2025-01-12 04:00 | 1.1031 | 1.2894 | 2.5274 | 3.7156 | 3.7156 | 3.7156 | 0.41603 | 0.42399 | 0.42399 | 0.46874 | 0.52642 | 0.52642
2025-01-12 05:00 | 1.1794 | 1.3786 | 2.7023 | 3.9728 | 3.9728 | 3.9728 | 0.37786 | 0.38509 | 0.38509 | 0.42574 | 0.47813 | 0.47813
2025-01-12 06:00 | 1.1221 | 1.3117 | 2.5711 | 3.7799 | 3.7799 | 3.7799 | 0.40076 | 0.40843 | 0.40843 | 0.45154 | 0.5071 | 0.5071
2025-01-12 07:00 | 1.1183 | 1.3072 | 2.5623 | 3.7671 | 3.7671 | 3.7671 | 0.40458 | 0.41232 | 0.41232 | 0.45584 | 0.51193 | 0.51193
2025-01-12 08:00 | 1.0878 | 1.2715 | 2.4924 | 3.6642 | 3.6642 | 3.6642 | 0.32061 | 0.32674 | 0.32674 | 0.36123 | 0.40568 | 0.40568
2025-01-12 09:00 | 1.0153 | 1.1868 | 2.3262 | 3.4199 | 3.4199 | 3.4199 | 0.15267 | 0.15559 | 0.15559 | 0.17201 | 0.19318 | 0.19318
2025-01-12 10:00 | 0.87405 | 1.0217 | 2.0026 | 2.9442 | 2.9442 | 2.9442 | 0.32443 | 0.33063 | 0.33063 | 0.36553 | 0.41051 | 0.41051
2025-01-12 11:00 | 0.41221 | 0.48184 | 0.94448 | 1.3885 | 1.3885 | 1.3885 | 0.42748 | 0.43566 | 0.43566 | 0.48164 | 0.54091 | 0.54091
2025-01-12 12:00 | 0.28244 | 0.33015 | 0.64714 | 0.95141 | 0.95141 | 0.95141 | 0.5 | 0.50956 | 0.50956 | 0.56335 | 0.63267 | 0.63267
2025-01-12 13:00 | 0.32824 | 0.38369 | 0.75208 | 1.1057 | 1.1057 | 1.1057 | 0.46183 | 0.47066 | 0.47066 | 0.52034 | 0.58438 | 0.58438
2025-01-12 14:00 | 1.0802 | 1.2626 | 2.4749 | 3.6385 | 3.6385 | 3.6385 | 0.39313 | 0.40065 | 0.40065 | 0.44294 | 0.49745 | 0.49745
2025-01-12 15:00 | 1.687 | 1.972 | 3.8654 | 5.6828 | 5.6828 | 5.6828 | 0.51908 | 0.52901 | 0.52901 | 0.58485 | 0.65682 | 0.65682
2025-01-12 16:00 | 1.6031 | 1.8738 | 3.673 | 5.3999 | 5.3999 | 5.3999 | 0.56107 | 0.5718 | 0.5718 | 0.63215 | 0.70995 | 0.70995
2025-01-12 17:00 | 1.9504 | 2.2798 | 4.4688 | 6.5699 | 6.5699 | 6.5699 | 0.64504 | 0.65737 | 0.65737 | 0.72676 | 0.8162 | 0.8162
2025-01-12 18:00 | 2.0611 | 2.4092 | 4.7224 | 6.9427 | 6.9427 | 6.9427 | 0.78244 | 0.79741 | 0.79741 | 0.88158 | 0.99006 | 0.99006
2025-01-12 19:00 | 2 | 2.3378 | 4.5825 | 6.737 | 6.737 | 6.737 | 0.8626 | 0.87909 | 0.87909 | 0.97188 | 1.0915 | 1.0915
2025-01-12 20:00 | 1.6221 | 1.8961 | 3.7167 | 5.4642 | 5.4642 | 5.4642 | 0.80153 | 0.81686 | 0.81686 | 0.90308 | 1.0142 | 1.0142
2025-01-12 21:00 | 1.5496 | 1.8114 | 3.5505 | 5.2199 | 5.2199 | 5.2199 | 2.3893 | 2.435 | 2.435 | 2.692 | 3.0233 | 3.0233
2025-01-12 22:00 | 0.92366 | 1.0797 | 2.1163 | 3.1114 | 3.1114 | 3.1114 | 1.5763 | 1.6065 | 1.6065 | 1.7761 | 1.9946 | 1.9946
2025-01-12 23:00 | 0.89695 | 1.0485 | 2.0551 | 3.0214 | 3.0214 | 3.0214 | 1.542 | 1.5715 | 1.5715 | 1.7373 | 1.9511 | 1.9511
2025-01-13 | 0.81679 | 0.95476 | 1.8715 | 2.7514 | 2.7514 | 2.7514 | 1.3931 | 1.4198 | 1.4198 | 1.5696 | 1.7628 | 1.7628
2025-01-13 01:00 | 0.78244 | 0.91461 | 1.7928 | 2.6357 | 2.6357 | 2.6357 | 1.229 | 1.2525 | 1.2525 | 1.3847 | 1.5551 | 1.5551
2025-01-13 02:00 | 0.74427 | 0.86999 | 1.7053 | 2.5071 | 2.5071 | 2.5071 | 1.2137 | 1.237 | 1.237 | 1.3675 | 1.5358 | 1.5358
2025-01-13 03:00 | 0.79389 | 0.92799 | 1.819 | 2.6742 | 2.6742 | 2.6742 | 1.2137 | 1.237 | 1.237 | 1.3675 | 1.5358 | 1.5358
2025-01-13 04:00 | 0.72901 | 0.85215 | 1.6703 | 2.4557 | 2.4557 | 2.4557 | 1.187 | 1.2097 | 1.2097 | 1.3374 | 1.502 | 1.502
2025-01-13 05:00 | 0.79771 | 0.93245 | 1.8277 | 2.6871 | 2.6871 | 2.6871 | 1.3626 | 1.3887 | 1.3887 | 1.5352 | 1.7242 | 1.7242
2025-01-13 06:00 | 0.96947 | 1.1332 | 2.2213 | 3.2657 | 3.2657 | 3.2657 | 1.6412 | 1.6726 | 1.6726 | 1.8492 | 2.0767 | 2.0767
2025-01-13 07:00 | 1.0573 | 1.2358 | 2.4224 | 3.5614 | 3.5614 | 3.5614 | 1.7252 | 1.7582 | 1.7582 | 1.9438 | 2.183 | 2.183
2025-01-13 08:00 | 1.0496 | 1.2269 | 2.4049 | 3.5356 | 3.5356 | 3.5356 | 1.5344 | 1.5637 | 1.5637 | 1.7287 | 1.9415 | 1.9415
2025-01-13 09:00 | 1 | 1.1689 | 2.2912 | 3.3685 | 3.3685 | 3.3685 | 1.3359 | 1.3614 | 1.3614 | 1.5051 | 1.6903 | 1.6903
2025-01-13 10:00 | 0.90076 | 1.0529 | 2.0639 | 3.0342 | 3.0342 | 3.0342 | 0.88931 | 0.90632 | 0.90632 | 1.002 | 1.1253 | 1.1253
2025-01-13 11:00 | 0.95802 | 1.1198 | 2.195 | 3.2271 | 3.2271 | 3.2271 | 0.79389 | 0.80908 | 0.80908 | 0.89448 | 1.0046 | 1.0046
2025-01-13 12:00 | 0.92366 | 1.0797 | 2.1163 | 3.1114 | 3.1114 | 3.1114 | 1.0687 | 1.0891 | 1.0891 | 1.2041 | 1.3523 | 1.3523
2025-01-13 13:00 | 1.1908 | 1.392 | 2.7285 | 4.0114 | 4.0114 | 4.0114 | 1.0573 | 1.0775 | 1.0775 | 1.1912 | 1.3378 | 1.3378
2025-01-13 14:00 | 1.4885 | 1.74 | 3.4106 | 5.0142 | 5.0142 | 5.0142 | 1.729 | 1.7621 | 1.7621 | 1.9481 | 2.1878 | 2.1878
2025-01-13 15:00 | 1.3321 | 1.5571 | 3.0521 | 4.4871 | 4.4871 | 4.4871 | 2.0725 | 2.1122 | 2.1122 | 2.3351 | 2.6225 | 2.6225
2025-01-13 16:00 | 1.6221 | 1.8961 | 3.7167 | 5.4642 | 5.4642 | 5.4642 | 2.4504 | 2.4972 | 2.4972 | 2.7608 | 3.1006 | 3.1006
2025-01-13 17:00 | 1.7481 | 2.0434 | 4.0053 | 5.8885 | 5.8885 | 5.8885 | 2.6756 | 2.7267 | 2.7267 | 3.0146 | 3.3855 | 3.3855
2025-01-13 18:00 | 1.6679 | 1.9497 | 3.8216 | 5.6185 | 5.6185 | 5.6185 | 2.813 | 2.8668 | 2.8668 | 3.1694 | 3.5594 | 3.5594
2025-01-13 19:00 | 1.5115 | 1.7668 | 3.4631 | 5.0913 | 5.0913 | 5.0913 | 2.8435 | 2.8979 | 2.8979 | 3.2038 | 3.598 | 3.598
2025-01-13 20:00 | 1.3435 | 1.5704 | 3.0783 | 4.5256 | 4.5256 | 4.5256 | 2.542 | 2.5906 | 2.5906 | 2.864 | 3.2165 | 3.2165
2025-01-13 21:00 | 1.2328 | 1.4411 | 2.8247 | 4.1528 | 4.1528 | 4.1528 | 2.1718 | 2.2133 | 2.2133 | 2.4469 | 2.748 | 2.748
2025-01-13 22:00 | 1.0687 | 1.2492 | 2.4486 | 3.5999 | 3.5999 | 3.5999 | 1.9656 | 2.0032 | 2.0032 | 2.2147 | 2.4872 | 2.4872
2025-01-13 23:00 | 1.0115 | 1.1823 | 2.3175 | 3.4071 | 3.4071 | 3.4071 | 1.7137 | 1.7465 | 1.7465 | 1.9309 | 2.1685 | 2.1685
2025-01-14 | 0.95802 | 1.1198 | 2.195 | 3.2271 | 3.2271 | 3.2271 | 1.5458 | 1.5754 | 1.5754 | 1.7417 | 1.956 | 1.956
2025-01-14 01:00 | 0.85496 | 0.99937 | 1.9589 | 2.8799 | 2.8799 | 2.8799 | 1.374 | 1.4003 | 1.4003 | 1.5481 | 1.7386 | 1.7386
2025-01-14 02:00 | 0.83206 | 0.97261 | 1.9064 | 2.8028 | 2.8028 | 2.8028 | 1.3588 | 1.3848 | 1.3848 | 1.5309 | 1.7193 | 1.7193
2025-01-14 03:00 | 0.83969 | 0.98153 | 1.9239 | 2.8285 | 2.8285 | 2.8285 | 1.3168 | 1.342 | 1.342 | 1.4836 | 1.6662 | 1.6662
2025-01-14 04:00 | 0.77099 | 0.90122 | 1.7665 | 2.5971 | 2.5971 | 2.5971 | 1.2939 | 1.3186 | 1.3186 | 1.4578 | 1.6372 | 1.6372
2025-01-14 05:00 | 0.91985 | 1.0752 | 2.1076 | 3.0985 | 3.0985 | 3.0985 | 1.4962 | 1.5248 | 1.5248 | 1.6857 | 1.8932 | 1.8932
2025-01-14 06:00 | 1 | 1.1689 | 2.2912 | 3.3685 | 3.3685 | 3.3685 | 1.855 | 1.8904 | 1.8904 | 2.09 | 2.3472 | 2.3472
2025-01-14 07:00 | 1.126 | 1.3161 | 2.5798 | 3.7928 | 3.7928 | 3.7928 | 2.0954 | 2.1355 | 2.1355 | 2.3609 | 2.6514 | 2.6514
2025-01-14 08:00 | 1.1718 | 1.3697 | 2.6848 | 3.9471 | 3.9471 | 3.9471 | 1.8626 | 1.8982 | 1.8982 | 2.0986 | 2.3568 | 2.3568
2025-01-14 09:00 | 1.0076 | 1.1778 | 2.3087 | 3.3942 | 3.3942 | 3.3942 | 1.3435 | 1.3692 | 1.3692 | 1.5137 | 1.7 | 1.7
2025-01-14 10:00 | 1.0153 | 1.1868 | 2.3262 | 3.4199 | 3.4199 | 3.4199 | 1.2061 | 1.2292 | 1.2292 | 1.3589 | 1.5261 | 1.5261
2025-01-14 11:00 | 1.0496 | 1.2269 | 2.4049 | 3.5356 | 3.5356 | 3.5356 | 1.1947 | 1.2175 | 1.2175 | 1.346 | 1.5117 | 1.5117
2025-01-14 12:00 | 1.0458 | 1.2224 | 2.3962 | 3.5228 | 3.5228 | 3.5228 | 1.0458 | 1.0658 | 1.0658 | 1.1783 | 1.3233 | 1.3233
2025-01-14 13:00 | 1.1374 | 1.3295 | 2.6061 | 3.8314 | 3.8314 | 3.8314 | 1.2176 | 1.2408 | 1.2408 | 1.3718 | 1.5406 | 1.5406
2025-01-14 14:00 | 1.3359 | 1.5615 | 3.0608 | 4.4999 | 4.4999 | 4.4999 | 1.5573 | 1.587 | 1.587 | 1.7546 | 1.9705 | 1.9705
2025-01-14 15:00 | 1.3969 | 1.6329 | 3.2007 | 4.7056 | 4.7056 | 4.7056 | 2.0153 | 2.0538 | 2.0538 | 2.2706 | 2.55 | 2.55
2025-01-14 16:00 | 1.8893 | 2.2084 | 4.3289 | 6.3642 | 6.3642 | 6.3642 | 3.4962 | 3.563 | 3.563 | 3.9391 | 4.4239 | 4.4239
2025-01-14 17:00 | 1.813 | 2.1192 | 4.154 | 6.107 | 6.107 | 6.107 | 2.9198 | 2.9757 | 2.9757 | 3.2898 | 3.6946 | 3.6946
2025-01-14 18:00 | 1.9084 | 2.2307 | 4.3726 | 6.4285 | 6.4285 | 6.4285 | 3.0344 | 3.0924 | 3.0924 | 3.4188 | 3.8395 | 3.8395
2025-01-14 19:00 | 1.9084 | 2.2307 | 4.3726 | 6.4285 | 6.4285 | 6.4285 | 2.9695 | 3.0263 | 3.0263 | 3.3457 | 3.7574 | 3.7574
2025-01-14 20:00 | 1.6145 | 1.8872 | 3.6992 | 5.4385 | 5.4385 | 5.4385 | 2.8244 | 2.8784 | 2.8784 | 3.1823 | 3.5739 | 3.5739
2025-01-14 21:00 | 1.3855 | 1.6195 | 3.1745 | 4.6671 | 4.6671 | 4.6671 | 2.4237 | 2.47 | 2.47 | 2.7307 | 3.0668 | 3.0668
2025-01-14 22:00 | 1.2099 | 1.4143 | 2.7722 | 4.0756 | 4.0756 | 4.0756 | 2.042 | 2.081 | 2.081 | 2.3007 | 2.5838 | 2.5838
2025-01-14 23:00 | 1.0496 | 1.2269 | 2.4049 | 3.5356 | 3.5356 | 3.5356 | 1.7977 | 1.8321 | 1.8321 | 2.0255 | 2.2747 | 2.2747
2025-01-15 | 1.0038 | 1.1734 | 2.3 | 3.3814 | 3.3814 | 3.3814 | 1.5229 | 1.552 | 1.552 | 1.7158 | 1.927 | 1.927
2025-01-15 01:00 | 0.85115 | 0.99491 | 1.9502 | 2.8671 | 2.8671 | 2.8671 | 1.416 | 1.4431 | 1.4431 | 1.5954 | 1.7918 | 1.7918
2025-01-15 02:00 | 0.81679 | 0.95476 | 1.8715 | 2.7514 | 2.7514 | 2.7514 | 1.3664 | 1.3925 | 1.3925 | 1.5395 | 1.729 | 1.729
2025-01-15 03:00 | 0.81679 | 0.95476 | 1.8715 | 2.7514 | 2.7514 | 2.7514 | 1.4656 | 1.4937 | 1.4937 | 1.6513 | 1.8546 | 1.8546
2025-01-15 04:00 | 0.81298 | 0.9503 | 1.8627 | 2.7385 | 2.7385 | 2.7385 | 1.3588 | 1.3848 | 1.3848 | 1.5309 | 1.7193 | 1.7193
2025-01-15 05:00 | 0.96183 | 1.1243 | 2.2038 | 3.2399 | 3.2399 | 3.2399 | 1.5382 | 1.5676 | 1.5676 | 1.733 | 1.9463 | 1.9463
2025-01-15 06:00 | 1.042 | 1.218 | 2.3874 | 3.5099 | 3.5099 | 3.5099 | 1.6794 | 1.7115 | 1.7115 | 1.8922 | 2.125 | 2.125
2025-01-15 07:00 | 1.2405 | 1.45 | 2.8422 | 4.1785 | 4.1785 | 4.1785 | 2.084 | 2.1238 | 2.1238 | 2.348 | 2.6369 | 2.6369
2025-01-15 08:00 | 1.0649 | 1.2448 | 2.4399 | 3.5871 | 3.5871 | 3.5871 | 2.1336 | 2.1744 | 2.1744 | 2.4039 | 2.6997 | 2.6997
2025-01-15 09:00 | 1.1412 | 1.334 | 2.6148 | 3.8442 | 3.8442 | 3.8442 | 1.8359 | 1.871 | 1.871 | 2.0685 | 2.323 | 2.323
2025-01-15 10:00 | 1.229 | 1.4366 | 2.8159 | 4.1399 | 4.1399 | 4.1399 | 1.7977 | 1.8321 | 1.8321 | 2.0255 | 2.2747 | 2.2747
2025-01-15 11:00 | 1.4084 | 1.6463 | 3.227 | 4.7442 | 4.7442 | 4.7442 | 1.9962 | 2.0344 | 2.0344 | 2.2491 | 2.5259 | 2.5259
2025-01-15 12:00 | 1.7099 | 1.9987 | 3.9178 | 5.7599 | 5.7599 | 5.7599 | 2.6832 | 2.7345 | 2.7345 | 3.0232 | 3.3952 | 3.3952
2025-01-15 13:00 | 1.958 | 2.2887 | 4.4863 | 6.5956 | 6.5956 | 6.5956 | 3.2099 | 3.2713 | 3.2713 | 3.6166 | 4.0617 | 4.0617
2025-01-15 14:00 | 1.958 | 2.2887 | 4.4863 | 6.5956 | 6.5956 | 6.5956 | 3.1565 | 3.2169 | 3.2169 | 3.5564 | 3.9941 | 3.9941
2025-01-15 15:00 | 2.313 | 2.7037 | 5.2996 | 7.7913 | 7.7913 | 7.7913 | 4.0611 | 4.1387 | 4.1387 | 4.5756 | 5.1387 | 5.1387
2025-01-15 16:00 | 2.2977 | 2.6858 | 5.2646 | 7.7399 | 7.7399 | 7.7399 | 4 | 4.0765 | 4.0765 | 4.5068 | 5.0614 | 5.0614
2025-01-15 17:00 | 1.8206 | 2.1281 | 4.1714 | 6.1327 | 6.1327 | 6.1327 | 3.1527 | 3.213 | 3.213 | 3.5521 | 3.9892 | 3.9892
2025-01-15 18:00 | 1.6298 | 1.9051 | 3.7342 | 5.4899 | 5.4899 | 5.4899 | 2.8282 | 2.8823 | 2.8823 | 3.1866 | 3.5787 | 3.5787
2025-01-15 19:00 | 1.3397 | 1.566 | 3.0696 | 4.5128 | 4.5128 | 4.5128 | 2.4427 | 2.4895 | 2.4895 | 2.7522 | 3.0909 | 3.0909
2025-01-15 20:00 | 1.1298 | 1.3206 | 2.5886 | 3.8056 | 3.8056 | 3.8056 | 2.271 | 2.3144 | 2.3144 | 2.5587 | 2.8736 | 2.8736
2025-01-15 21:00 | 1.1298 | 1.3206 | 2.5886 | 3.8056 | 3.8056 | 3.8056 | 2.0649 | 2.1044 | 2.1044 | 2.3265 | 2.6128 | 2.6128
2025-01-15 22:00 | 1.0534 | 1.2314 | 2.4137 | 3.5485 | 3.5485 | 3.5485 | 1.855 | 1.8904 | 1.8904 | 2.09 | 2.3472 | 2.3472
2025-01-15 23:00 | 0.93511 | 1.0931 | 2.1426 | 3.1499 | 3.1499 | 3.1499 | 1.6947 | 1.7271 | 1.7271 | 1.9094 | 2.1443 | 2.1443
2025-01-16 | 1.3321 | 1.5571 | 3.0521 | 4.4871 | 4.4871 | 4.4871 | 1.5687 | 1.5987 | 1.5987 | 1.7675 | 1.985 | 1.985
2025-01-16 01:00 | 1.2481 | 1.4589 | 2.8597 | 4.2042 | 4.2042 | 4.2042 | 1.416 | 1.4431 | 1.4431 | 1.5954 | 1.7918 | 1.7918
2025-01-16 02:00 | 1.145 | 1.3384 | 2.6235 | 3.8571 | 3.8571 | 3.8571 | 1.271 | 1.2953 | 1.2953 | 1.432 | 1.6082 | 1.6082
2025-01-16 03:00 | 1.1107 | 1.2983 | 2.5448 | 3.7414 | 3.7414 | 3.7414 | 1.2977 | 1.3225 | 1.3225 | 1.4621 | 1.6421 | 1.6421
2025-01-16 04:00 | 1.1031 | 1.2894 | 2.5274 | 3.7156 | 3.7156 | 3.7156 | 1.271 | 1.2953 | 1.2953 | 1.432 | 1.6082 | 1.6082
2025-01-16 05:00 | 1.1794 | 1.3786 | 2.7023 | 3.9728 | 3.9728 | 3.9728 | 1.4466 | 1.4742 | 1.4742 | 1.6298 | 1.8304 | 1.8304
2025-01-16 06:00 | 1.1221 | 1.3117 | 2.5711 | 3.7799 | 3.7799 | 3.7799 | 1.6107 | 1.6415 | 1.6415 | 1.8148 | 2.0381 | 2.0381
2025-01-16 07:00 | 1.1183 | 1.3072 | 2.5623 | 3.7671 | 3.7671 | 3.7671 | 1.7328 | 1.766 | 1.766 | 1.9524 | 2.1926 | 2.1926
2025-01-16 08:00 | 1.0878 | 1.2715 | 2.4924 | 3.6642 | 3.6642 | 3.6642 | 1.7672 | 1.801 | 1.801 | 1.9911 | 2.2361 | 2.2361
2025-01-16 09:00 | 1.0153 | 1.1868 | 2.3262 | 3.4199 | 3.4199 | 3.4199 | 1.7672 | 1.801 | 1.801 | 1.9911 | 2.2361 | 2.2361
2025-01-16 10:00 | 0.87405 | 1.0217 | 2.0026 | 2.9442 | 2.9442 | 2.9442 | 1.1794 | 1.2019 | 1.2019 | 1.3288 | 1.4923 | 1.4923
2025-01-16 11:00 | 0.41221 | 0.48184 | 0.94448 | 1.3885 | 1.3885 | 1.3885 | 1.0267 | 1.0464 | 1.0464 | 1.1568 | 1.2992 | 1.2992
2025-01-16 12:00 | 0.28244 | 0.33015 | 0.64714 | 0.95141 | 0.95141 | 0.95141 | 1.0191 | 1.0386 | 1.0386 | 1.1482 | 1.2895 | 1.2895
2025-01-16 13:00 | 0.32824 | 0.38369 | 0.75208 | 1.1057 | 1.1057 | 1.1057 | 0.88931 | 0.90632 | 0.90632 | 1.002 | 1.1253 | 1.1253
2025-01-16 14:00 | 1.0802 | 1.2626 | 2.4749 | 3.6385 | 3.6385 | 3.6385 | 1.1985 | 1.2214 | 1.2214 | 1.3503 | 1.5165 | 1.5165
2025-01-16 15:00 | 1.687 | 1.972 | 3.8654 | 5.6828 | 5.6828 | 5.6828 | 0.88168 | 0.89854 | 0.89854 | 0.99339 | 1.1156 | 1.1156
2025-01-16 16:00 | 1.6031 | 1.8738 | 3.673 | 5.3999 | 5.3999 | 5.3999 | 1.4198 | 1.447 | 1.447 | 1.5997 | 1.7966 | 1.7966
2025-01-16 17:00 | 1.9504 | 2.2798 | 4.4688 | 6.5699 | 6.5699 | 6.5699 | 1.7443 | 1.7776 | 1.7776 | 1.9653 | 2.2071 | 2.2071
2025-01-16 18:00 | 2.0611 | 2.4092 | 4.7224 | 6.9427 | 6.9427 | 6.9427 | 2.1718 | 2.2133 | 2.2133 | 2.4469 | 2.748 | 2.748
2025-01-16 19:00 | 2 | 2.3378 | 4.5825 | 6.737 | 6.737 | 6.737 | 2.3893 | 2.435 | 2.435 | 2.692 | 3.0233 | 3.0233
2025-01-16 20:00 | 1.6221 | 1.8961 | 3.7167 | 5.4642 | 5.4642 | 5.4642 | 2.3893 | 2.435 | 2.435 | 2.692 | 3.0233 | 3.0233
2025-01-16 21:00 | 1.5496 | 1.8114 | 3.5505 | 5.2199 | 5.2199 | 5.2199 | 2.1641 | 2.2055 | 2.2055 | 2.4383 | 2.7384 | 2.7384
2025-01-16 22:00 | 0.92366 | 1.0797 | 2.1163 | 3.1114 | 3.1114 | 3.1114 | 2.1298 | 2.1705 | 2.1705 | 2.3996 | 2.6949 | 2.6949
2025-01-16 23:00 | 0.89695 | 1.0485 | 2.0551 | 3.0214 | 3.0214 | 3.0214 | 1.8817 | 1.9177 | 1.9177 | 2.1201 | 2.381 | 2.381
2025-01-17 | 0.81679 | 0.95476 | 1.8715 | 2.7514 | 2.7514 | 2.7514 | 1.7366 | 1.7699 | 1.7699 | 1.9567 | 2.1975 | 2.1975
2025-01-17 01:00 | 0.78244 | 0.91461 | 1.7928 | 2.6357 | 2.6357 | 2.6357 | 1.4656 | 1.4937 | 1.4937 | 1.6513 | 1.8546 | 1.8546
2025-01-17 02:00 | 0.74427 | 0.86999 | 1.7053 | 2.5071 | 2.5071 | 2.5071 | 1.4198 | 1.447 | 1.447 | 1.5997 | 1.7966 | 1.7966
2025-01-17 03:00 | 0.79389 | 0.92799 | 1.819 | 2.6742 | 2.6742 | 2.6742 | 1.4542 | 1.482 | 1.482 | 1.6384 | 1.8401 | 1.8401
2025-01-17 04:00 | 0.72901 | 0.85215 | 1.6703 | 2.4557 | 2.4557 | 2.4557 | 1.4695 | 1.4976 | 1.4976 | 1.6556 | 1.8594 | 1.8594
2025-01-17 05:00 | 0.79771 | 0.93245 | 1.8277 | 2.6871 | 2.6871 | 2.6871 | 1.7557 | 1.7893 | 1.7893 | 1.9782 | 2.2216 | 2.2216
2025-01-17 06:00 | 0.96947 | 1.1332 | 2.2213 | 3.2657 | 3.2657 | 3.2657 | 1.9389 | 1.976 | 1.976 | 2.1846 | 2.4534 | 2.4534
2025-01-17 07:00 | 1.0573 | 1.2358 | 2.4224 | 3.5614 | 3.5614 | 3.5614 | 2.1412 | 2.1822 | 2.1822 | 2.4125 | 2.7094 | 2.7094
2025-01-17 08:00 | 1.0496 | 1.2269 | 2.4049 | 3.5356 | 3.5356 | 3.5356 | 2.0038 | 2.0421 | 2.0421 | 2.2577 | 2.5355 | 2.5355
2025-01-17 09:00 | 1 | 1.1689 | 2.2912 | 3.3685 | 3.3685 | 3.3685 | 1.4962 | 1.5248 | 1.5248 | 1.6857 | 1.8932 | 1.8932
2025-01-17 10:00 | 0.90076 | 1.0529 | 2.0639 | 3.0342 | 3.0342 | 3.0342 | 0.77481 | 0.78963 | 0.78963 | 0.87298 | 0.9804 | 0.9804
2025-01-17 11:00 | 0.95802 | 1.1198 | 2.195 | 3.2271 | 3.2271 | 3.2271 | 0.53053 | 0.54068 | 0.54068 | 0.59775 | 0.67131 | 0.67131
2025-01-17 12:00 | 0.92366 | 1.0797 | 2.1163 | 3.1114 | 3.1114 | 3.1114 | 0.42366 | 0.43177 | 0.43177 | 0.47734 | 0.53608 | 0.53608
2025-01-17 13:00 | 1.1908 | 1.392 | 2.7285 | 4.0114 | 4.0114 | 4.0114 | 0.35878 | 0.36564 | 0.36564 | 0.40423 | 0.45398 | 0.45398
2025-01-17 14:00 | 1.4885 | 1.74 | 3.4106 | 5.0142 | 5.0142 | 5.0142 | 0.81298 | 0.82852 | 0.82852 | 0.91598 | 1.0287 | 1.0287
2025-01-17 15:00 | 1.3321 | 1.5571 | 3.0521 | 4.4871 | 4.4871 | 4.4871 | 1.5 | 1.5287 | 1.5287 | 1.69 | 1.898 | 1.898
2025-01-17 16:00 | 1.6221 | 1.8961 | 3.7167 | 5.4642 | 5.4642 | 5.4642 | 1.9618 | 1.9994 | 1.9994 | 2.2104 | 2.4824 | 2.4824
2025-01-17 17:00 | 1.7481 | 2.0434 | 4.0053 | 5.8885 | 5.8885 | 5.8885 | 1.916 | 1.9527 | 1.9527 | 2.1588 | 2.4244 | 2.4244
2025-01-17 18:00 | 1.6679 | 1.9497 | 3.8216 | 5.6185 | 5.6185 | 5.6185 | 2.1489 | 2.1899 | 2.1899 | 2.4211 | 2.719 | 2.719
2025-01-17 19:00 | 1.5115 | 1.7668 | 3.4631 | 5.0913 | 5.0913 | 5.0913 | 2.2099 | 2.2522 | 2.2522 | 2.4899 | 2.7963 | 2.7963
2025-01-17 20:00 | 1.3435 | 1.5704 | 3.0783 | 4.5256 | 4.5256 | 4.5256 | 2.1412 | 2.1822 | 2.1822 | 2.4125 | 2.7094 | 2.7094
2025-01-17 21:00 | 1.2328 | 1.4411 | 2.8247 | 4.1528 | 4.1528 | 4.1528 | 2.0038 | 2.0421 | 2.0421 | 2.2577 | 2.5355 | 2.5355
2025-01-17 22:00 | 1.0687 | 1.2492 | 2.4486 | 3.5999 | 3.5999 | 3.5999 | 1.8626 | 1.8982 | 1.8982 | 2.0986 | 2.3568 | 2.3568
2025-01-17 23:00 | 1.0115 | 1.1823 | 2.3175 | 3.4071 | 3.4071 | 3.4071 | 1.8244 | 1.8593 | 1.8593 | 2.0556 | 2.3085 | 2.3085
2025-01-18 | 0.95802 | 1.1198 | 2.195 | 3.2271 | 3.2271 | 3.2271 | 1.7099 | 1.7426 | 1.7426 | 1.9266 | 2.1636 | 2.1636
2025-01-18 01:00 | 0.85496 | 0.99937 | 1.9589 | 2.8799 | 2.8799 | 2.8799 | 1.4542 | 1.482 | 1.482 | 1.6384 | 1.8401 | 1.8401
2025-01-18 02:00 | 0.83206 | 0.97261 | 1.9064 | 2.8028 | 2.8028 | 2.8028 | 1.4924 | 1.5209 | 1.5209 | 1.6814 | 1.8884 | 1.8884
2025-01-18 03:00 | 0.83969 | 0.98153 | 1.9239 | 2.8285 | 2.8285 | 2.8285 | 1.416 | 1.4431 | 1.4431 | 1.5954 | 1.7918 | 1.7918
2025-01-18 04:00 | 0.77099 | 0.90122 | 1.7665 | 2.5971 | 2.5971 | 2.5971 | 1.4008 | 1.4276 | 1.4276 | 1.5782 | 1.7725 | 1.7725
2025-01-18 05:00 | 0.91985 | 1.0752 | 2.1076 | 3.0985 | 3.0985 | 3.0985 | 1.4427 | 1.4703 | 1.4703 | 1.6255 | 1.8256 | 1.8256
2025-01-18 06:00 | 1 | 1.1689 | 2.2912 | 3.3685 | 3.3685 | 3.3685 | 1.5153 | 1.5442 | 1.5442 | 1.7072 | 1.9173 | 1.9173
2025-01-18 07:00 | 1.126 | 1.3161 | 2.5798 | 3.7928 | 3.7928 | 3.7928 | 1.6145 | 1.6454 | 1.6454 | 1.8191 | 2.0429 | 2.0429
2025-01-18 08:00 | 1.1718 | 1.3697 | 2.6848 | 3.9471 | 3.9471 | 3.9471 | 0.85878 | 0.8752 | 0.8752 | 0.96758 | 1.0867 | 1.0867
2025-01-18 09:00 | 1.0076 | 1.1778 | 2.3087 | 3.3942 | 3.3942 | 3.3942 | 0.53435 | 0.54457 | 0.54457 | 0.60205 | 0.67614 | 0.67614
2025-01-18 10:00 | 1.0153 | 1.1868 | 2.3262 | 3.4199 | 3.4199 | 3.4199 | 0.34351 | 0.35008 | 0.35008 | 0.38703 | 0.43466 | 0.43466
2025-01-18 11:00 | 1.0496 | 1.2269 | 2.4049 | 3.5356 | 3.5356 | 3.5356 | 0.34733 | 0.35397 | 0.35397 | 0.39133 | 0.43949 | 0.43949
2025-01-18 12:00 | 1.0458 | 1.2224 | 2.3962 | 3.5228 | 3.5228 | 3.5228 | 0.5 | 0.50956 | 0.50956 | 0.56335 | 0.63267 | 0.63267
2025-01-18 13:00 | 1.1374 | 1.3295 | 2.6061 | 3.8314 | 3.8314 | 3.8314 | 0.77863 | 0.79352 | 0.79352 | 0.87728 | 0.98523 | 0.98523
2025-01-18 14:00 | 1.3359 | 1.5615 | 3.0608 | 4.4999 | 4.4999 | 4.4999 | 1.0496 | 1.0697 | 1.0697 | 1.1826 | 1.3281 | 1.3281
2025-01-18 15:00 | 1.3969 | 1.6329 | 3.2007 | 4.7056 | 4.7056 | 4.7056 | 1.4962 | 1.5248 | 1.5248 | 1.6857 | 1.8932 | 1.8932
2025-01-18 16:00 | 1.8893 | 2.2084 | 4.3289 | 6.3642 | 6.3642 | 6.3642 | 1.4618 | 1.4898 | 1.4898 | 1.647 | 1.8497 | 1.8497
2025-01-18 17:00 | 1.813 | 2.1192 | 4.154 | 6.107 | 6.107 | 6.107 | 1.9122 | 1.9488 | 1.9488 | 2.1545 | 2.4196 | 2.4196
2025-01-18 18:00 | 1.9084 | 2.2307 | 4.3726 | 6.4285 | 6.4285 | 6.4285 | 1.9695 | 2.0071 | 2.0071 | 2.219 | 2.4921 | 2.4921
2025-01-18 19:00 | 1.9084 | 2.2307 | 4.3726 | 6.4285 | 6.4285 | 6.4285 | 2.1221 | 2.1627 | 2.1627 | 2.391 | 2.6852 | 2.6852
2025-01-18 20:00 | 1.6145 | 1.8872 | 3.6992 | 5.4385 | 5.4385 | 5.4385 | 2.1031 | 2.1433 | 2.1433 | 2.3695 | 2.6611 | 2.6611
2025-01-18 21:00 | 1.3855 | 1.6195 | 3.1745 | 4.6671 | 4.6671 | 4.6671 | 2.1031 | 2.1433 | 2.1433 | 2.3695 | 2.6611 | 2.6611
2025-01-18 22:00 | 1.2099 | 1.4143 | 2.7722 | 4.0756 | 4.0756 | 4.0756 | 1.8244 | 1.8593 | 1.8593 | 2.0556 | 2.3085 | 2.3085
2025-01-18 23:00 | 1.0496 | 1.2269 | 2.4049 | 3.5356 | 3.5356 | 3.5356 | 1.8397 | 1.8749 | 1.8749 | 2.0728 | 2.3279 | 2.3279
2025-01-19 | 1.0038 | 1.1734 | 2.3 | 3.3814 | 3.3814 | 3.3814 | 1.6832 | 1.7154 | 1.7154 | 1.8965 | 2.1298 | 2.1298
2025-01-19 01:00 | 0.85115 | 0.99491 | 1.9502 | 2.8671 | 2.8671 | 2.8671 | 1.5229 | 1.552 | 1.552 | 1.7158 | 1.927 | 1.927
2025-01-19 02:00 | 0.81679 | 0.95476 | 1.8715 | 2.7514 | 2.7514 | 2.7514 | 1.5038 | 1.5326 | 1.5326 | 1.6943 | 1.9028 | 1.9028
2025-01-19 03:00 | 0.81679 | 0.95476 | 1.8715 | 2.7514 | 2.7514 | 2.7514 | 1.5115 | 1.5404 | 1.5404 | 1.7029 | 1.9125 | 1.9125
2025-01-19 04:00 | 0.81298 | 0.9503 | 1.8627 | 2.7385 | 2.7385 | 2.7385 | 1.4466 | 1.4742 | 1.4742 | 1.6298 | 1.8304 | 1.8304
2025-01-19 05:00 | 0.96183 | 1.1243 | 2.2038 | 3.2399 | 3.2399 | 3.2399 | 1.4313 | 1.4587 | 1.4587 | 1.6126 | 1.8111 | 1.8111
2025-01-19 06:00 | 1.042 | 1.218 | 2.3874 | 3.5099 | 3.5099 | 3.5099 | 1.4427 | 1.4703 | 1.4703 | 1.6255 | 1.8256 | 1.8256
2025-01-19 07:00 | 1.2405 | 1.45 | 2.8422 | 4.1785 | 4.1785 | 4.1785 | 1.416 | 1.4431 | 1.4431 | 1.5954 | 1.7918 | 1.7918
2025-01-19 08:00 | 1.0649 | 1.2448 | 2.4399 | 3.5871 | 3.5871 | 3.5871 | 1.3855 | 1.412 | 1.412 | 1.561 | 1.7531 | 1.7531
2025-01-19 09:00 | 1.1412 | 1.334 | 2.6148 | 3.8442 | 3.8442 | 3.8442 | 0.66412 | 0.67682 | 0.67682 | 0.74826 | 0.84034 | 0.84034
2025-01-19 10:00 | 1.229 | 1.4366 | 2.8159 | 4.1399 | 4.1399 | 4.1399 | 0.25191 | 0.25673 | 0.25673 | 0.28382 | 0.31875 | 0.31875
2025-01-19 11:00 | 1.4084 | 1.6463 | 3.227 | 4.7442 | 4.7442 | 4.7442 | 0.30534 | 0.31118 | 0.31118 | 0.34403 | 0.38637 | 0.38637
2025-01-19 12:00 | 1.7099 | 1.9987 | 3.9178 | 5.7599 | 5.7599 | 5.7599 | 0.46947 | 0.47844 | 0.47844 | 0.52895 | 0.59404 | 0.59404
2025-01-19 13:00 | 1.958 | 2.2887 | 4.4863 | 6.5956 | 6.5956 | 6.5956 | 0.79771 | 0.81297 | 0.81297 | 0.89878 | 1.0094 | 1.0094
2025-01-19 14:00 | 1.958 | 2.2887 | 4.4863 | 6.5956 | 6.5956 | 6.5956 | 0.45038 | 0.45899 | 0.45899 | 0.50744 | 0.56989 | 0.56989
2025-01-19 15:00 | 2.313 | 2.7037 | 5.2996 | 7.7913 | 7.7913 | 7.7913 | 0.27481 | 0.28006 | 0.28006 | 0.30963 | 0.34773 | 0.34773
2025-01-19 16:00 | 2.2977 | 2.6858 | 5.2646 | 7.7399 | 7.7399 | 7.7399 | 0.63359 | 0.6457 | 0.6457 | 0.71386 | 0.80171 | 0.80171
2025-01-19 17:00 | 1.8206 | 2.1281 | 4.1714 | 6.1327 | 6.1327 | 6.1327 | 1.1947 | 1.2175 | 1.2175 | 1.346 | 1.5117 | 1.5117
2025-01-19 18:00 | 1.6298 | 1.9051 | 3.7342 | 5.4899 | 5.4899 | 5.4899 | 1.6565 | 1.6882 | 1.6882 | 1.8664 | 2.096 | 2.096
2025-01-19 19:00 | 1.3397 | 1.566 | 3.0696 | 4.5128 | 4.5128 | 4.5128 | 1.8702 | 1.906 | 1.906 | 2.1072 | 2.3665 | 2.3665
2025-01-19 20:00 | 1.1298 | 1.3206 | 2.5886 | 3.8056 | 3.8056 | 3.8056 | 2.0229 | 2.0616 | 2.0616 | 2.2792 | 2.5597 | 2.5597
2025-01-19 21:00 | 1.1298 | 1.3206 | 2.5886 | 3.8056 | 3.8056 | 3.8056 | 1.7786 | 1.8126 | 1.8126 | 2.004 | 2.2506 | 2.2506
2025-01-19 22:00 | 1.0534 | 1.2314 | 2.4137 | 3.5485 | 3.5485 | 3.5485 | 1.7214 | 1.7543 | 1.7543 | 1.9395 | 2.1781 | 2.1781
2025-01-19 23:00 | 0.93511 | 1.0931 | 2.1426 | 3.1499 | 3.1499 | 3.1499 | 1.5458 | 1.5754 | 1.5754 | 1.7417 | 1.956 | 1.956
2025-01-20 | 0.82443 | 0.96368 | 1.889 | 2.7771 | 2.7771 | 2.7771 | 1.458 | 1.4859 | 1.4859 | 1.6427 | 1.8449 | 1.8449
2025-01-20 01:00 | 0.75191 | 0.87891 | 1.7228 | 2.5328 | 2.5328 | 2.5328 | 1.3282 | 1.3536 | 1.3536 | 1.4965 | 1.6807 | 1.6807
2025-01-20 02:00 | 0.72519 | 0.84768 | 1.6616 | 2.4428 | 2.4428 | 2.4428 | 1.2023 | 1.2253 | 1.2253 | 1.3546 | 1.5213 | 1.5213
2025-01-20 03:00 | 0.72519 | 0.84768 | 1.6616 | 2.4428 | 2.4428 | 2.4428 | 1.1794 | 1.2019 | 1.2019 | 1.3288 | 1.4923 | 1.4923
2025-01-20 04:00 | 0.71374 | 0.8343 | 1.6353 | 2.4042 | 2.4042 | 2.4042 | 1.1985 | 1.2214 | 1.2214 | 1.3503 | 1.5165 | 1.5165
2025-01-20 05:00 | 0.78244 | 0.91461 | 1.7928 | 2.6357 | 2.6357 | 2.6357 | 1.3626 | 1.3887 | 1.3887 | 1.5352 | 1.7242 | 1.7242
2025-01-20 06:00 | 0.9084 | 1.0618 | 2.0813 | 3.0599 | 3.0599 | 3.0599 | 1.5 | 1.5287 | 1.5287 | 1.69 | 1.898 | 1.898
2025-01-20 07:00 | 1.0267 | 1.2001 | 2.3524 | 3.4585 | 3.4585 | 3.4585 | 1.7863 | 1.8204 | 1.8204 | 2.0126 | 2.2602 | 2.2602
2025-01-20 08:00 | 1.0725 | 1.2537 | 2.4574 | 3.6128 | 3.6128 | 3.6128 | 1.6565 | 1.6882 | 1.6882 | 1.8664 | 2.096 | 2.096
2025-01-20 09:00 | 0.9542 | 1.1154 | 2.1863 | 3.2142 | 3.2142 | 3.2142 | 1.3053 | 1.3303 | 1.3303 | 1.4707 | 1.6517 | 1.6517
2025-01-20 10:00 | 0.77099 | 0.90122 | 1.7665 | 2.5971 | 2.5971 | 2.5971 | 0.60687 | 0.61848 | 0.61848 | 0.68376 | 0.7679 | 0.7679
2025-01-20 11:00 | 0.66412 | 0.7763 | 1.5217 | 2.2371 | 2.2371 | 2.2371 | 0.62214 | 0.63404 | 0.63404 | 0.70096 | 0.78722 | 0.78722
2025-01-20 12:00 | 0.8626 | 1.0083 | 1.9764 | 2.9057 | 2.9057 | 2.9057 | 0.5458 | 0.55624 | 0.55624 | 0.61495 | 0.69063 | 0.69063
2025-01-20 13:00 | 0.9084 | 1.0618 | 2.0813 | 3.0599 | 3.0599 | 3.0599 | 0.72137 | 0.73517 | 0.73517 | 0.81277 | 0.91279 | 0.91279
2025-01-20 14:00 | 0.98473 | 1.1511 | 2.2563 | 3.3171 | 3.3171 | 3.3171 | 0.96183 | 0.98023 | 0.98023 | 1.0837 | 1.2171 | 1.2171
2025-01-20 15:00 | 1.229 | 1.4366 | 2.8159 | 4.1399 | 4.1399 | 4.1399 | 1.9389 | 1.976 | 1.976 | 2.1846 | 2.4534 | 2.4534
2025-01-20 16:00 | 1.2481 | 1.4589 | 2.8597 | 4.2042 | 4.2042 | 4.2042 | 1.8779 | 1.9138 | 1.9138 | 2.1158 | 2.3761 | 2.3761
2025-01-20 17:00 | 1.4885 | 1.74 | 3.4106 | 5.0142 | 5.0142 | 5.0142 | 2.6221 | 2.6723 | 2.6723 | 2.9544 | 3.3179 | 3.3179
2025-01-20 18:00 | 1.416 | 1.6552 | 3.2445 | 4.7699 | 4.7699 | 4.7699 | 2.5038 | 2.5517 | 2.5517 | 2.821 | 3.1682 | 3.1682
2025-01-20 19:00 | 1.2748 | 1.4901 | 2.9209 | 4.2942 | 4.2942 | 4.2942 | 2.4008 | 2.4467 | 2.4467 | 2.7049 | 3.0378 | 3.0378
2025-01-20 20:00 | 1.2443 | 1.4544 | 2.8509 | 4.1914 | 4.1914 | 4.1914 | 2.2099 | 2.2522 | 2.2522 | 2.4899 | 2.7963 | 2.7963
2025-01-20 21:00 | 1.1527 | 1.3474 | 2.641 | 3.8828 | 3.8828 | 3.8828 | 1.9427 | 1.9799 | 1.9799 | 2.1889 | 2.4582 | 2.4582
2025-01-20 22:00 | 1.0649 | 1.2448 | 2.4399 | 3.5871 | 3.5871 | 3.5871 | 1.7939 | 1.8282 | 1.8282 | 2.0212 | 2.2699 | 2.2699
2025-01-20 23:00 | 0.9542 | 1.1154 | 2.1863 | 3.2142 | 3.2142 | 3.2142 | 1.6183 | 1.6493 | 1.6493 | 1.8234 | 2.0477 | 2.0477
2025-01-21 | 0.8626 | 1.0083 | 1.9764 | 2.9057 | 2.9057 | 2.9057 | 1.4122 | 1.4392 | 1.4392 | 1.5911 | 1.7869 | 1.7869
2025-01-21 01:00 | 0.80534 | 0.94138 | 1.8452 | 2.7128 | 2.7128 | 2.7128 | 1.2824 | 1.307 | 1.307 | 1.4449 | 1.6227 | 1.6227
2025-01-21 02:00 | 0.80534 | 0.94138 | 1.8452 | 2.7128 | 2.7128 | 2.7128 | 1.2557 | 1.2797 | 1.2797 | 1.4148 | 1.5889 | 1.5889
2025-01-21 03:00 | 0.76336 | 0.8923 | 1.749 | 2.5714 | 2.5714 | 2.5714 | 1.2786 | 1.3031 | 1.3031 | 1.4406 | 1.6179 | 1.6179
2025-01-21 04:00 | 0.78626 | 0.91907 | 1.8015 | 2.6485 | 2.6485 | 2.6485 | 1.1908 | 1.2136 | 1.2136 | 1.3417 | 1.5068 | 1.5068
2025-01-21 05:00 | 0.94275 | 1.102 | 2.1601 | 3.1757 | 3.1757 | 3.1757 | 1.4275 | 1.4548 | 1.4548 | 1.6083 | 1.8063 | 1.8063
2025-01-21 06:00 | 1.0191 | 1.1912 | 2.335 | 3.4328 | 3.4328 | 3.4328 | 1.5573 | 1.587 | 1.587 | 1.7546 | 1.9705 | 1.9705
2025-01-21 07:00 | 1.0115 | 1.1823 | 2.3175 | 3.4071 | 3.4071 | 3.4071 | 1.6756 | 1.7076 | 1.7076 | 1.8879 | 2.1202 | 2.1202
2025-01-21 08:00 | 1.1641 | 1.3608 | 2.6673 | 3.9214 | 3.9214 | 3.9214 | 2.5649 | 2.6139 | 2.6139 | 2.8898 | 3.2455 | 3.2455
2025-01-21 09:00 | 1.0458 | 1.2224 | 2.3962 | 3.5228 | 3.5228 | 3.5228 | 2.4313 | 2.4778 | 2.4778 | 2.7393 | 3.0764 | 3.0764
2025-01-21 10:00 | 1.0458 | 1.2224 | 2.3962 | 3.5228 | 3.5228 | 3.5228 | 2.2328 | 2.2755 | 2.2755 | 2.5157 | 2.8253 | 2.8253
2025-01-21 11:00 | 1.0802 | 1.2626 | 2.4749 | 3.6385 | 3.6385 | 3.6385 | 2.1641 | 2.2055 | 2.2055 | 2.4383 | 2.7384 | 2.7384
2025-01-21 12:00 | 1.1908 | 1.392 | 2.7285 | 4.0114 | 4.0114 | 4.0114 | 2.1985 | 2.2405 | 2.2405 | 2.477 | 2.7818 | 2.7818
2025-01-21 13:00 | 1.8702 | 2.1861 | 4.2851 | 6.2999 | 6.2999 | 6.2999 | 2.4237 | 2.47 | 2.47 | 2.7307 | 3.0668 | 3.0668
2025-01-21 14:00 | 2.0534 | 2.4003 | 4.7049 | 6.917 | 6.917 | 6.917 | 3.271 | 3.3335 | 3.3335 | 3.6854 | 4.1389 | 4.1389
2025-01-21 15:00 | 1.813 | 2.1192 | 4.154 | 6.107 | 6.107 | 6.107 | 2.8893 | 2.9446 | 2.9446 | 3.2554 | 3.656 | 3.656
2025-01-21 16:00 | 1.916 | 2.2397 | 4.3901 | 6.4542 | 6.4542 | 6.4542 | 2.9771 | 3.034 | 3.034 | 3.3543 | 3.7671 | 3.7671
2025-01-21 17:00 | 2.0076 | 2.3467 | 4.6 | 6.7627 | 6.7627 | 6.7627 | 3.2595 | 3.3219 | 3.3219 | 3.6725 | 4.1245 | 4.1245
2025-01-21 18:00 | 1.7023 | 1.9898 | 3.9003 | 5.7342 | 5.7342 | 5.7342 | 2.7863 | 2.8395 | 2.8395 | 3.1393 | 3.5256 | 3.5256
2025-01-21 19:00 | 1.7023 | 1.9898 | 3.9003 | 5.7342 | 5.7342 | 5.7342 | 2.8206 | 2.8746 | 2.8746 | 3.178 | 3.5691 | 3.5691
2025-01-21 20:00 | 1.5802 | 1.8471 | 3.6205 | 5.3228 | 5.3228 | 5.3228 | 2.584 | 2.6334 | 2.6334 | 2.9114 | 3.2696 | 3.2696
2025-01-21 21:00 | 1.3893 | 1.624 | 3.1832 | 4.6799 | 4.6799 | 4.6799 | 2.4962 | 2.5439 | 2.5439 | 2.8124 | 3.1585 | 3.1585
2025-01-21 22:00 | 1.145 | 1.3384 | 2.6235 | 3.8571 | 3.8571 | 3.8571 | 2.1412 | 2.1822 | 2.1822 | 2.4125 | 2.7094 | 2.7094
2025-01-21 23:00 | 1.1031 | 1.2894 | 2.5274 | 3.7156 | 3.7156 | 3.7156 | 1.9275 | 1.9643 | 1.9643 | 2.1717 | 2.4389 | 2.4389
2025-01-22 | 0.96183 | 1.1243 | 2.2038 | 3.2399 | 3.2399 | 3.2399 | 1.5573 | 1.587 | 1.587 | 1.7546 | 1.9705 | 1.9705
2025-01-22 01:00 | 0.88168 | 1.0306 | 2.0201 | 2.9699 | 2.9699 | 2.9699 | 1.4313 | 1.4587 | 1.4587 | 1.6126 | 1.8111 | 1.8111
2025-01-22 02:00 | 0.82824 | 0.96814 | 1.8977 | 2.7899 | 2.7899 | 2.7899 | 1.3702 | 1.3964 | 1.3964 | 1.5438 | 1.7338 | 1.7338
2025-01-22 03:00 | 0.85115 | 0.99491 | 1.9502 | 2.8671 | 2.8671 | 2.8671 | 1.3702 | 1.3964 | 1.3964 | 1.5438 | 1.7338 | 1.7338
2025-01-22 04:00 | 0.85115 | 0.99491 | 1.9502 | 2.8671 | 2.8671 | 2.8671 | 1.3435 | 1.3692 | 1.3692 | 1.5137 | 1.7 | 1.7
2025-01-22 05:00 | 0.96565 | 1.1288 | 2.2125 | 3.2528 | 3.2528 | 3.2528 | 1.458 | 1.4859 | 1.4859 | 1.6427 | 1.8449 | 1.8449
2025-01-22 06:00 | 1.0496 | 1.2269 | 2.4049 | 3.5356 | 3.5356 | 3.5356 | 1.771 | 1.8049 | 1.8049 | 1.9954 | 2.2409 | 2.2409
2025-01-22 07:00 | 1.2023 | 1.4054 | 2.7547 | 4.0499 | 4.0499 | 4.0499 | 2.0115 | 2.0499 | 2.0499 | 2.2663 | 2.5452 | 2.5452
2025-01-22 08:00 | 1.2137 | 1.4188 | 2.781 | 4.0885 | 4.0885 | 4.0885 | 1.7824 | 1.8165 | 1.8165 | 2.0083 | 2.2554 | 2.2554
2025-01-22 09:00 | 1.3435 | 1.5704 | 3.0783 | 4.5256 | 4.5256 | 4.5256 | 2.0382 | 2.0771 | 2.0771 | 2.2964 | 2.579 | 2.579
2025-01-22 10:00 | 1.5992 | 1.8694 | 3.6642 | 5.387 | 5.387 | 5.387 | 2.3855 | 2.4311 | 2.4311 | 2.6877 | 3.0185 | 3.0185
2025-01-22 11:00 | 1.4122 | 1.6508 | 3.2357 | 4.7571 | 4.7571 | 4.7571 | 2.0611 | 2.1005 | 2.1005 | 2.3222 | 2.608 | 2.608
2025-01-22 12:00 | 1.7405 | 2.0344 | 3.9878 | 5.8628 | 5.8628 | 5.8628 | 2.4198 | 2.4661 | 2.4661 | 2.7264 | 3.0619 | 3.0619
2025-01-22 13:00 | 1.7557 | 2.0523 | 4.0228 | 5.9142 | 5.9142 | 5.9142 | 2.7366 | 2.789 | 2.789 | 3.0834 | 3.4628 | 3.4628
2025-01-22 14:00 | 1.8702 | 2.1861 | 4.2851 | 6.2999 | 6.2999 | 6.2999 | 2.9198 | 2.9757 | 2.9757 | 3.2898 | 3.6946 | 3.6946
2025-01-22 15:00 | 1.7786 | 2.0791 | 4.0752 | 5.9913 | 5.9913 | 5.9913 | 2.8435 | 2.8979 | 2.8979 | 3.2038 | 3.598 | 3.598
2025-01-22 16:00 | 1.6374 | 1.914 | 3.7517 | 5.5156 | 5.5156 | 5.5156 | 2.6412 | 2.6917 | 2.6917 | 2.9759 | 3.3421 | 3.3421
2025-01-22 17:00 | 1.3931 | 1.6284 | 3.192 | 4.6928 | 4.6928 | 4.6928 | 2.2443 | 2.2872 | 2.2872 | 2.5286 | 2.8398 | 2.8398
2025-01-22 18:00 | 1.2786 | 1.4946 | 2.9296 | 4.3071 | 4.3071 | 4.3071 | 2.2786 | 2.3222 | 2.3222 | 2.5673 | 2.8833 | 2.8833
2025-01-22 19:00 | 1.2481 | 1.4589 | 2.8597 | 4.2042 | 4.2042 | 4.2042 | 2.3397 | 2.3844 | 2.3844 | 2.6361 | 2.9605 | 2.9605
2025-01-22 20:00 | 1.2328 | 1.4411 | 2.8247 | 4.1528 | 4.1528 | 4.1528 | 2.2824 | 2.3261 | 2.3261 | 2.5716 | 2.8881 | 2.8881
2025-01-22 21:00 | 1.1603 | 1.3563 | 2.6585 | 3.9085 | 3.9085 | 3.9085 | 2.1985 | 2.2405 | 2.2405 | 2.477 | 2.7818 | 2.7818
2025-01-22 22:00 | 1.0649 | 1.2448 | 2.4399 | 3.5871 | 3.5871 | 3.5871 | 1.8626 | 1.8982 | 1.8982 | 2.0986 | 2.3568 | 2.3568
2025-01-22 23:00 | 0.91603 | 1.0708 | 2.0988 | 3.0857 | 3.0857 | 3.0857 | 1.7252 | 1.7582 | 1.7582 | 1.9438 | 2.183 | 2.183
2025-01-23 | 0.84351 | 0.98599 | 1.9327 | 2.8414 | 2.8414 | 2.8414 | 1.4695 | 1.4976 | 1.4976 | 1.6556 | 1.8594 | 1.8594
2025-01-23 01:00 | 0.84733 | 0.99045 | 1.9414 | 2.8542 | 2.8542 | 2.8542 | 1.4351 | 1.4626 | 1.4626 | 1.6169 | 1.8159 | 1.8159
2025-01-23 02:00 | 0.77099 | 0.90122 | 1.7665 | 2.5971 | 2.5971 | 2.5971 | 1.2786 | 1.3031 | 1.3031 | 1.4406 | 1.6179 | 1.6179
2025-01-23 03:00 | 0.77099 | 0.90122 | 1.7665 | 2.5971 | 2.5971 | 2.5971 | 1.271 | 1.2953 | 1.2953 | 1.432 | 1.6082 | 1.6082
2025-01-23 04:00 | 0.80534 | 0.94138 | 1.8452 | 2.7128 | 2.7128 | 2.7128 | 1.2519 | 1.2758 | 1.2758 | 1.4105 | 1.5841 | 1.5841
2025-01-23 05:00 | 0.95038 | 1.1109 | 2.1775 | 3.2014 | 3.2014 | 3.2014 | 1.355 | 1.3809 | 1.3809 | 1.5266 | 1.7145 | 1.7145
2025-01-23 06:00 | 1.0229 | 1.1957 | 2.3437 | 3.4457 | 3.4457 | 3.4457 | 1.6641 | 1.6959 | 1.6959 | 1.875 | 2.1057 | 2.1057
2025-01-23 07:00 | 1.1985 | 1.4009 | 2.746 | 4.0371 | 4.0371 | 4.0371 | 2.0115 | 2.0499 | 2.0499 | 2.2663 | 2.5452 | 2.5452
2025-01-23 08:00 | 1.2366 | 1.4455 | 2.8334 | 4.1656 | 4.1656 | 4.1656 | 2.0573 | 2.0966 | 2.0966 | 2.3179 | 2.6031 | 2.6031
2025-01-23 09:00 | 1.2901 | 1.508 | 2.9559 | 4.3456 | 4.3456 | 4.3456 | 2.1336 | 2.1744 | 2.1744 | 2.4039 | 2.6997 | 2.6997
2025-01-23 10:00 | 1.2901 | 1.508 | 2.9559 | 4.3456 | 4.3456 | 4.3456 | 1.8588 | 1.8943 | 1.8943 | 2.0943 | 2.352 | 2.352
2025-01-23 11:00 | 1.1718 | 1.3697 | 2.6848 | 3.9471 | 3.9471 | 3.9471 | 1.5763 | 1.6065 | 1.6065 | 1.7761 | 1.9946 | 1.9946
2025-01-23 12:00 | 1.145 | 1.3384 | 2.6235 | 3.8571 | 3.8571 | 3.8571 | 1.584 | 1.6143 | 1.6143 | 1.7847 | 2.0043 | 2.0043
2025-01-23 13:00 | 1.2748 | 1.4901 | 2.9209 | 4.2942 | 4.2942 | 4.2942 | 1.8779 | 1.9138 | 1.9138 | 2.1158 | 2.3761 | 2.3761
2025-01-23 14:00 | 1.2443 | 1.4544 | 2.8509 | 4.1914 | 4.1914 | 4.1914 | 2.0267 | 2.0655 | 2.0655 | 2.2835 | 2.5645 | 2.5645
2025-01-23 15:00 | 1.1527 | 1.3474 | 2.641 | 3.8828 | 3.8828 | 3.8828 | 1.8931 | 1.9293 | 1.9293 | 2.133 | 2.3955 | 2.3955
2025-01-23 16:00 | 1.0573 | 1.2358 | 2.4224 | 3.5614 | 3.5614 | 3.5614 | 1.8053 | 1.8399 | 1.8399 | 2.0341 | 2.2844 | 2.2844
2025-01-23 17:00 | 1.1145 | 1.3028 | 2.5536 | 3.7542 | 3.7542 | 3.7542 | 1.855 | 1.8904 | 1.8904 | 2.09 | 2.3472 | 2.3472
2025-01-23 18:00 | 1.084 | 1.2671 | 2.4836 | 3.6514 | 3.6514 | 3.6514 | 1.7672 | 1.801 | 1.801 | 1.9911 | 2.2361 | 2.2361
2025-01-23 19:00 | 1.0878 | 1.2715 | 2.4924 | 3.6642 | 3.6642 | 3.6642 | 1.9504 | 1.9877 | 1.9877 | 2.1975 | 2.4679 | 2.4679
2025-01-23 20:00 | 1.0573 | 1.2358 | 2.4224 | 3.5614 | 3.5614 | 3.5614 | 1.8893 | 1.9254 | 1.9254 | 2.1287 | 2.3906 | 2.3906
2025-01-23 21:00 | 0.9771 | 1.1421 | 2.2388 | 3.2914 | 3.2914 | 3.2914 | 1.8626 | 1.8982 | 1.8982 | 2.0986 | 2.3568 | 2.3568
2025-01-23 22:00 | 0.87405 | 1.0217 | 2.0026 | 2.9442 | 2.9442 | 2.9442 | 1.7863 | 1.8204 | 1.8204 | 2.0126 | 2.2602 | 2.2602
2025-01-23 23:00 | 0.83206 | 0.97261 | 1.9064 | 2.8028 | 2.8028 | 2.8028 | 1.5153 | 1.5442 | 1.5442 | 1.7072 | 1.9173 | 1.9173
2025-01-24 | 0.83206 | 0.97261 | 1.9064 | 2.8028 | 2.8028 | 2.8028 | 1.416 | 1.4431 | 1.4431 | 1.5954 | 1.7918 | 1.7918
2025-01-24 01:00 | 0.75954 | 0.88784 | 1.7403 | 2.5585 | 2.5585 | 2.5585 | 1.3282 | 1.3536 | 1.3536 | 1.4965 | 1.6807 | 1.6807
2025-01-24 02:00 | 0.75954 | 0.88784 | 1.7403 | 2.5585 | 2.5585 | 2.5585 | 1.2328 | 1.2564 | 1.2564 | 1.389 | 1.56 | 1.56
2025-01-24 03:00 | 0.73664 | 0.86107 | 1.6878 | 2.4814 | 2.4814 | 2.4814 | 1.2328 | 1.2564 | 1.2564 | 1.389 | 1.56 | 1.56
2025-01-24 04:00 | 0.70229 | 0.82091 | 1.6091 | 2.3657 | 2.3657 | 2.3657 | 1.2023 | 1.2253 | 1.2253 | 1.3546 | 1.5213 | 1.5213
2025-01-24 05:00 | 0.85878 | 1.0038 | 1.9677 | 2.8928 | 2.8928 | 2.8928 | 1.3473 | 1.3731 | 1.3731 | 1.518 | 1.7048 | 1.7048
2025-01-24 06:00 | 1.0344 | 1.2091 | 2.3699 | 3.4842 | 3.4842 | 3.4842 | 1.5573 | 1.587 | 1.587 | 1.7546 | 1.9705 | 1.9705
2025-01-24 07:00 | 1.0153 | 1.1868 | 2.3262 | 3.4199 | 3.4199 | 3.4199 | 1.8359 | 1.871 | 1.871 | 2.0685 | 2.323 | 2.323
2025-01-24 08:00 | 1.0191 | 1.1912 | 2.335 | 3.4328 | 3.4328 | 3.4328 | 1.5954 | 1.6259 | 1.6259 | 1.7976 | 2.0188 | 2.0188
2025-01-24 09:00 | 0.99618 | 1.1644 | 2.2825 | 3.3557 | 3.3557 | 3.3557 | 1.0878 | 1.1086 | 1.1086 | 1.2256 | 1.3764 | 1.3764
2025-01-24 10:00 | 0.82824 | 0.96814 | 1.8977 | 2.7899 | 2.7899 | 2.7899 | 0.69847 | 0.71183 | 0.71183 | 0.78697 | 0.88381 | 0.88381
2025-01-24 11:00 | 0.9542 | 1.1154 | 2.1863 | 3.2142 | 3.2142 | 3.2142 | 1.0763 | 1.0969 | 1.0969 | 1.2127 | 1.3619 | 1.3619
2025-01-24 12:00 | 0.91985 | 1.0752 | 2.1076 | 3.0985 | 3.0985 | 3.0985 | 0.93893 | 0.95689 | 0.95689 | 1.0579 | 1.1881 | 1.1881
2025-01-24 13:00 | 1.1565 | 1.3518 | 2.6498 | 3.8956 | 3.8956 | 3.8956 | 0.83588 | 0.85186 | 0.85186 | 0.94178 | 1.0577 | 1.0577
2025-01-24 14:00 | 0.95802 | 1.1198 | 2.195 | 3.2271 | 3.2271 | 3.2271 | 1.084 | 1.1047 | 1.1047 | 1.2213 | 1.3716 | 1.3716
2025-01-24 15:00 | 1.0611 | 1.2403 | 2.4312 | 3.5742 | 3.5742 | 3.5742 | 1.5496 | 1.5793 | 1.5793 | 1.746 | 1.9608 | 1.9608
2025-01-24 16:00 | 1.1718 | 1.3697 | 2.6848 | 3.9471 | 3.9471 | 3.9471 | 2.0115 | 2.0499 | 2.0499 | 2.2663 | 2.5452 | 2.5452
2025-01-24 17:00 | 1.1107 | 1.2983 | 2.5448 | 3.7414 | 3.7414 | 3.7414 | 1.5611 | 1.5909 | 1.5909 | 1.7589 | 1.9753 | 1.9753
2025-01-24 18:00 | 1.2557 | 1.4678 | 2.8772 | 4.2299 | 4.2299 | 4.2299 | 1.8702 | 1.906 | 1.906 | 2.1072 | 2.3665 | 2.3665
2025-01-24 19:00 | 1.229 | 1.4366 | 2.8159 | 4.1399 | 4.1399 | 4.1399 | 1.813 | 1.8476 | 1.8476 | 2.0427 | 2.294 | 2.294
2025-01-24 20:00 | 1.0878 | 1.2715 | 2.4924 | 3.6642 | 3.6642 | 3.6642 | 1.8626 | 1.8982 | 1.8982 | 2.0986 | 2.3568 | 2.3568
2025-01-24 21:00 | 1.0878 | 1.2715 | 2.4924 | 3.6642 | 3.6642 | 3.6642 | 1.9008 | 1.9371 | 1.9371 | 2.1416 | 2.4051 | 2.4051
2025-01-24 22:00 | 0.98473 | 1.1511 | 2.2563 | 3.3171 | 3.3171 | 3.3171 | 1.6679 | 1.6998 | 1.6998 | 1.8793 | 2.1105 | 2.1105
2025-01-24 23:00 | 0.95802 | 1.1198 | 2.195 | 3.2271 | 3.2271 | 3.2271 | 1.6565 | 1.6882 | 1.6882 | 1.8664 | 2.096 | 2.096
2025-01-25 | 0.88168 | 1.0306 | 2.0201 | 2.9699 | 2.9699 | 2.9699 | 1.4122 | 1.4392 | 1.4392 | 1.5911 | 1.7869 | 1.7869
2025-01-25 01:00 | 0.84351 | 0.98599 | 1.9327 | 2.8414 | 2.8414 | 2.8414 | 1.1908 | 1.2136 | 1.2136 | 1.3417 | 1.5068 | 1.5068
2025-01-25 02:00 | 0.83588 | 0.97707 | 1.9152 | 2.8157 | 2.8157 | 2.8157 | 1.2481 | 1.272 | 1.272 | 1.4062 | 1.5793 | 1.5793
2025-01-25 03:00 | 0.78626 | 0.91907 | 1.8015 | 2.6485 | 2.6485 | 2.6485 | 1.1832 | 1.2058 | 1.2058 | 1.3331 | 1.4972 | 1.4972
2025-01-25 04:00 | 0.69466 | 0.81199 | 1.5916 | 2.34 | 2.34 | 2.34 | 1.1679 | 1.1903 | 1.1903 | 1.3159 | 1.4778 | 1.4778
2025-01-25 05:00 | 0.70229 | 0.82091 | 1.6091 | 2.3657 | 2.3657 | 2.3657 | 1.2519 | 1.2758 | 1.2758 | 1.4105 | 1.5841 | 1.5841
2025-01-25 06:00 | 0.81298 | 0.9503 | 1.8627 | 2.7385 | 2.7385 | 2.7385 | 1.3397 | 1.3653 | 1.3653 | 1.5094 | 1.6952 | 1.6952
2025-01-25 07:00 | 0.88168 | 1.0306 | 2.0201 | 2.9699 | 2.9699 | 2.9699 | 1.374 | 1.4003 | 1.4003 | 1.5481 | 1.7386 | 1.7386
2025-01-25 08:00 | 0.82061 | 0.95922 | 1.8802 | 2.7642 | 2.7642 | 2.7642 | 1.3206 | 1.3459 | 1.3459 | 1.4879 | 1.671 | 1.671
2025-01-25 09:00 | 0.84733 | 0.99045 | 1.9414 | 2.8542 | 2.8542 | 2.8542 | 1.1641 | 1.1864 | 1.1864 | 1.3116 | 1.473 | 1.473
2025-01-25 10:00 | 0.69466 | 0.81199 | 1.5916 | 2.34 | 2.34 | 2.34 | 0.78244 | 0.79741 | 0.79741 | 0.88158 | 0.99006 | 0.99006
2025-01-25 11:00 | 0.72901 | 0.85215 | 1.6703 | 2.4557 | 2.4557 | 2.4557 | 1.0229 | 1.0425 | 1.0425 | 1.1525 | 1.2943 | 1.2943
2025-01-25 12:00 | 0.4771 | 0.55769 | 1.0931 | 1.6071 | 1.6071 | 1.6071 | 0.30534 | 0.31118 | 0.31118 | 0.34403 | 0.38637 | 0.38637
2025-01-25 13:00 | 0.54198 | 0.63353 | 1.2418 | 1.8257 | 1.8257 | 1.8257 | 0.24809 | 0.25284 | 0.25284 | 0.27952 | 0.31392 | 0.31392
2025-01-25 14:00 | 0.81298 | 0.9503 | 1.8627 | 2.7385 | 2.7385 | 2.7385 | 0.8855 | 0.90243 | 0.90243 | 0.99769 | 1.1205 | 1.1205
2025-01-25 15:00 | 0.83588 | 0.97707 | 1.9152 | 2.8157 | 2.8157 | 2.8157 | 1.1221 | 1.1436 | 1.1436 | 1.2643 | 1.4199 | 1.4199
2025-01-25 16:00 | 0.99618 | 1.1644 | 2.2825 | 3.3557 | 3.3557 | 3.3557 | 1.3893 | 1.4159 | 1.4159 | 1.5653 | 1.758 | 1.758
2025-01-25 17:00 | 1.1221 | 1.3117 | 2.5711 | 3.7799 | 3.7799 | 3.7799 | 1.7672 | 1.801 | 1.801 | 1.9911 | 2.2361 | 2.2361
2025-01-25 18:00 | 1.1221 | 1.3117 | 2.5711 | 3.7799 | 3.7799 | 3.7799 | 1.8321 | 1.8671 | 1.8671 | 2.0642 | 2.3182 | 2.3182
2025-01-25 19:00 | 1.0916 | 1.276 | 2.5011 | 3.6771 | 3.6771 | 3.6771 | 1.9618 | 1.9994 | 1.9994 | 2.2104 | 2.4824 | 2.4824
2025-01-25 20:00 | 1.0802 | 1.2626 | 2.4749 | 3.6385 | 3.6385 | 3.6385 | 1.9198 | 1.9566 | 1.9566 | 2.1631 | 2.4293 | 2.4293
2025-01-25 21:00 | 1.0878 | 1.2715 | 2.4924 | 3.6642 | 3.6642 | 3.6642 | 1.7557 | 1.7893 | 1.7893 | 1.9782 | 2.2216 | 2.2216
2025-01-25 22:00 | 1.0115 | 1.1823 | 2.3175 | 3.4071 | 3.4071 | 3.4071 | 1.6985 | 1.731 | 1.731 | 1.9137 | 2.1492 | 2.1492
2025-01-25 23:00 | 1 | 1.1689 | 2.2912 | 3.3685 | 3.3685 | 3.3685 | 1.6832 | 1.7154 | 1.7154 | 1.8965 | 2.1298 | 2.1298
2025-01-26 | 0.89695 | 1.0485 | 2.0551 | 3.0214 | 3.0214 | 3.0214 | 1.4771 | 1.5053 | 1.5053 | 1.6642 | 1.869 | 1.869
2025-01-26 01:00 | 0.87405 | 1.0217 | 2.0026 | 2.9442 | 2.9442 | 2.9442 | 1.4008 | 1.4276 | 1.4276 | 1.5782 | 1.7725 | 1.7725
2025-01-26 02:00 | 0.78244 | 0.91461 | 1.7928 | 2.6357 | 2.6357 | 2.6357 | 1.2634 | 1.2875 | 1.2875 | 1.4234 | 1.5986 | 1.5986
2025-01-26 03:00 | 0.77863 | 0.91014 | 1.784 | 2.6228 | 2.6228 | 2.6228 | 1.2824 | 1.307 | 1.307 | 1.4449 | 1.6227 | 1.6227
2025-01-26 04:00 | 0.74427 | 0.86999 | 1.7053 | 2.5071 | 2.5071 | 2.5071 | 1.2214 | 1.2447 | 1.2447 | 1.3761 | 1.5455 | 1.5455
2025-01-26 05:00 | 0.80153 | 0.93691 | 1.8365 | 2.7 | 2.7 | 2.7 | 1.2557 | 1.2797 | 1.2797 | 1.4148 | 1.5889 | 1.5889
2025-01-26 06:00 | 0.80153 | 0.93691 | 1.8365 | 2.7 | 2.7 | 2.7 | 1.2557 | 1.2797 | 1.2797 | 1.4148 | 1.5889 | 1.5889
2025-01-26 07:00 | 0.83588 | 0.97707 | 1.9152 | 2.8157 | 2.8157 | 2.8157 | 1.4542 | 1.482 | 1.482 | 1.6384 | 1.8401 | 1.8401
2025-01-26 08:00 | 0.88168 | 1.0306 | 2.0201 | 2.9699 | 2.9699 | 2.9699 | 1.4771 | 1.5053 | 1.5053 | 1.6642 | 1.869 | 1.869
2025-01-26 09:00 | 1 | 1.1689 | 2.2912 | 3.3685 | 3.3685 | 3.3685 | 1.6107 | 1.6415 | 1.6415 | 1.8148 | 2.0381 | 2.0381
2025-01-26 10:00 | 0.91985 | 1.0752 | 2.1076 | 3.0985 | 3.0985 | 3.0985 | 1.3244 | 1.3498 | 1.3498 | 1.4922 | 1.6759 | 1.6759
2025-01-26 11:00 | 0.88168 | 1.0306 | 2.0201 | 2.9699 | 2.9699 | 2.9699 | 1.2901 | 1.3147 | 1.3147 | 1.4535 | 1.6324 | 1.6324
2025-01-26 12:00 | 0.88931 | 1.0395 | 2.0376 | 2.9957 | 2.9957 | 2.9957 | 1.2901 | 1.3147 | 1.3147 | 1.4535 | 1.6324 | 1.6324
2025-01-26 13:00 | 0.83588 | 0.97707 | 1.9152 | 2.8157 | 2.8157 | 2.8157 | 0.70229 | 0.71572 | 0.71572 | 0.79127 | 0.88864 | 0.88864
2025-01-26 14:00 | 0.75573 | 0.88338 | 1.7315 | 2.5457 | 2.5457 | 2.5457 | 0.58779 | 0.59903 | 0.59903 | 0.66226 | 0.74375 | 0.74375
2025-01-26 15:00 | 0.81298 | 0.9503 | 1.8627 | 2.7385 | 2.7385 | 2.7385 | 0.95038 | 0.96856 | 0.96856 | 1.0708 | 1.2026 | 1.2026
2025-01-26 16:00 | 0.86641 | 1.0128 | 1.9852 | 2.9185 | 2.9185 | 2.9185 | 1.5 | 1.5287 | 1.5287 | 1.69 | 1.898 | 1.898
2025-01-26 17:00 | 0.93893 | 1.0975 | 2.1513 | 3.1628 | 3.1628 | 3.1628 | 1.4084 | 1.4353 | 1.4353 | 1.5868 | 1.7821 | 1.7821
2025-01-26 18:00 | 1.0496 | 1.2269 | 2.4049 | 3.5356 | 3.5356 | 3.5356 | 1.7939 | 1.8282 | 1.8282 | 2.0212 | 2.2699 | 2.2699
2025-01-26 19:00 | 1.0458 | 1.2224 | 2.3962 | 3.5228 | 3.5228 | 3.5228 | 1.9809 | 2.0188 | 2.0188 | 2.2319 | 2.5065 | 2.5065
2025-01-26 20:00 | 1.0534 | 1.2314 | 2.4137 | 3.5485 | 3.5485 | 3.5485 | 1.8893 | 1.9254 | 1.9254 | 2.1287 | 2.3906 | 2.3906
2025-01-26 21:00 | 0.99618 | 1.1644 | 2.2825 | 3.3557 | 3.3557 | 3.3557 | 1.8168 | 1.8515 | 1.8515 | 2.047 | 2.2989 | 2.2989
2025-01-26 22:00 | 0.98855 | 1.1555 | 2.265 | 3.3299 | 3.3299 | 3.3299 | 1.6908 | 1.7232 | 1.7232 | 1.9051 | 2.1395 | 2.1395
2025-01-26 23:00 | 0.98855 | 1.1555 | 2.265 | 3.3299 | 3.3299 | 3.3299 | 1.6489 | 1.6804 | 1.6804 | 1.8578 | 2.0864 | 2.0864
2025-01-27 | 0.89695 | 1.0485 | 2.0551 | 3.0214 | 3.0214 | 3.0214 | 1.4733 | 1.5015 | 1.5015 | 1.6599 | 1.8642 | 1.8642
2025-01-27 01:00 | 0.85496 | 0.99937 | 1.9589 | 2.8799 | 2.8799 | 2.8799 | 1.3817 | 1.4081 | 1.4081 | 1.5567 | 1.7483 | 1.7483
2025-01-27 02:00 | 0.83969 | 0.98153 | 1.9239 | 2.8285 | 2.8285 | 2.8285 | 1.2786 | 1.3031 | 1.3031 | 1.4406 | 1.6179 | 1.6179
2025-01-27 03:00 | 0.82061 | 0.95922 | 1.8802 | 2.7642 | 2.7642 | 2.7642 | 1.2519 | 1.2758 | 1.2758 | 1.4105 | 1.5841 | 1.5841
2025-01-27 04:00 | 0.82061 | 0.95922 | 1.8802 | 2.7642 | 2.7642 | 2.7642 | 1.2519 | 1.2758 | 1.2758 | 1.4105 | 1.5841 | 1.5841
2025-01-27 05:00 | 0.85878 | 1.0038 | 1.9677 | 2.8928 | 2.8928 | 2.8928 | 1.271 | 1.2953 | 1.2953 | 1.432 | 1.6082 | 1.6082
2025-01-27 06:00 | 0.95802 | 1.1198 | 2.195 | 3.2271 | 3.2271 | 3.2271 | 1.5191 | 1.5481 | 1.5481 | 1.7115 | 1.9222 | 1.9222
2025-01-27 07:00 | 0.95802 | 1.1198 | 2.195 | 3.2271 | 3.2271 | 3.2271 | 1.6145 | 1.6454 | 1.6454 | 1.8191 | 2.0429 | 2.0429
2025-01-27 08:00 | 0.94275 | 1.102 | 2.1601 | 3.1757 | 3.1757 | 3.1757 | 1.5954 | 1.6259 | 1.6259 | 1.7976 | 2.0188 | 2.0188
2025-01-27 09:00 | 0.94656 | 1.1065 | 2.1688 | 3.1885 | 3.1885 | 3.1885 | 1.1794 | 1.2019 | 1.2019 | 1.3288 | 1.4923 | 1.4923
2025-01-27 10:00 | 1.0649 | 1.2448 | 2.4399 | 3.5871 | 3.5871 | 3.5871 | 1.2901 | 1.3147 | 1.3147 | 1.4535 | 1.6324 | 1.6324
2025-01-27 11:00 | 1.2481 | 1.4589 | 2.8597 | 4.2042 | 4.2042 | 4.2042 | 1.6145 | 1.6454 | 1.6454 | 1.8191 | 2.0429 | 2.0429
2025-01-27 12:00 | 1.3321 | 1.5571 | 3.0521 | 4.4871 | 4.4871 | 4.4871 | 1.4198 | 1.447 | 1.447 | 1.5997 | 1.7966 | 1.7966
2025-01-27 13:00 | 1.4618 | 1.7088 | 3.3494 | 4.9242 | 4.9242 | 4.9242 | 2.1565 | 2.1977 | 2.1977 | 2.4297 | 2.7287 | 2.7287
2025-01-27 14:00 | 1.4771 | 1.7266 | 3.3844 | 4.9756 | 4.9756 | 4.9756 | 2.4733 | 2.5206 | 2.5206 | 2.7866 | 3.1296 | 3.1296
2025-01-27 15:00 | 1.6145 | 1.8872 | 3.6992 | 5.4385 | 5.4385 | 5.4385 | 2.6374 | 2.6878 | 2.6878 | 2.9716 | 3.3372 | 3.3372
2025-01-27 16:00 | 1.7366 | 2.03 | 3.979 | 5.8499 | 5.8499 | 5.8499 | 2.4466 | 2.4934 | 2.4934 | 2.7565 | 3.0958 | 3.0958
2025-01-27 17:00 | 1.8969 | 2.2174 | 4.3463 | 6.3899 | 6.3899 | 6.3899 | 2.9008 | 2.9562 | 2.9562 | 3.2683 | 3.6705 | 3.6705
2025-01-27 18:00 | 1.9046 | 2.2263 | 4.3638 | 6.4156 | 6.4156 | 6.4156 | 3.2214 | 3.283 | 3.283 | 3.6295 | 4.0762 | 4.0762
2025-01-27 19:00 | 1.8588 | 2.1727 | 4.2589 | 6.2613 | 6.2613 | 6.2613 | 3.2061 | 3.2674 | 3.2674 | 3.6123 | 4.0568 | 4.0568
2025-01-27 20:00 | 1.6947 | 1.9809 | 3.8829 | 5.7085 | 5.7085 | 5.7085 | 3.0267 | 3.0846 | 3.0846 | 3.4102 | 3.8298 | 3.8298
2025-01-27 21:00 | 1.5458 | 1.8069 | 3.5418 | 5.207 | 5.207 | 5.207 | 2.645 | 2.6956 | 2.6956 | 2.9802 | 3.3469 | 3.3469
2025-01-27 22:00 | 1.3893 | 1.624 | 3.1832 | 4.6799 | 4.6799 | 4.6799 | 2.4313 | 2.4778 | 2.4778 | 2.7393 | 3.0764 | 3.0764
2025-01-27 23:00 | 1.0954 | 1.2804 | 2.5099 | 3.6899 | 3.6899 | 3.6899 | 2.0534 | 2.0927 | 2.0927 | 2.3136 | 2.5983 | 2.5983
2025-01-28 | 1.0191 | 1.1912 | 2.335 | 3.4328 | 3.4328 | 3.4328 | 1.7519 | 1.7854 | 1.7854 | 1.9739 | 2.2168 | 2.2168
2025-01-28 01:00 | 0.93511 | 1.0931 | 2.1426 | 3.1499 | 3.1499 | 3.1499 | 1.6107 | 1.6415 | 1.6415 | 1.8148 | 2.0381 | 2.0381
2025-01-28 02:00 | 0.92748 | 1.0841 | 2.1251 | 3.1242 | 3.1242 | 3.1242 | 1.458 | 1.4859 | 1.4859 | 1.6427 | 1.8449 | 1.8449
2025-01-28 03:00 | 0.88168 | 1.0306 | 2.0201 | 2.9699 | 2.9699 | 2.9699 | 1.4198 | 1.447 | 1.447 | 1.5997 | 1.7966 | 1.7966
2025-01-28 04:00 | 0.94275 | 1.102 | 2.1601 | 3.1757 | 3.1757 | 3.1757 | 1.4008 | 1.4276 | 1.4276 | 1.5782 | 1.7725 | 1.7725
2025-01-28 05:00 | 1.042 | 1.218 | 2.3874 | 3.5099 | 3.5099 | 3.5099 | 1.6374 | 1.6687 | 1.6687 | 1.8449 | 2.0719 | 2.0719
2025-01-28 06:00 | 1.1794 | 1.3786 | 2.7023 | 3.9728 | 3.9728 | 3.9728 | 1.8511 | 1.8865 | 1.8865 | 2.0857 | 2.3423 | 2.3423
2025-01-28 07:00 | 1.3282 | 1.5526 | 3.0433 | 4.4742 | 4.4742 | 4.4742 | 2.2748 | 2.3183 | 2.3183 | 2.563 | 2.8784 | 2.8784
2025-01-28 08:00 | 1.4389 | 1.682 | 3.2969 | 4.8471 | 4.8471 | 4.8471 | 2.271 | 2.3144 | 2.3144 | 2.5587 | 2.8736 | 2.8736
2025-01-28 09:00 | 1.4809 | 1.7311 | 3.3931 | 4.9885 | 4.9885 | 4.9885 | 2.1031 | 2.1433 | 2.1433 | 2.3695 | 2.6611 | 2.6611
2025-01-28 10:00 | 1.8359 | 2.146 | 4.2064 | 6.1842 | 6.1842 | 6.1842 | 1.9504 | 1.9877 | 1.9877 | 2.1975 | 2.4679 | 2.4679
2025-01-28 11:00 | 1.5916 | 1.8604 | 3.6467 | 5.3613 | 5.3613 | 5.3613 | 2.0153 | 2.0538 | 2.0538 | 2.2706 | 2.55 | 2.55
2025-01-28 12:00 | 1.6603 | 1.9407 | 3.8041 | 5.5928 | 5.5928 | 5.5928 | 2.0305 | 2.0694 | 2.0694 | 2.2878 | 2.5693 | 2.5693
2025-01-28 13:00 | 2.187 | 2.5564 | 5.011 | 7.367 | 7.367 | 7.367 | 3.4351 | 3.5008 | 3.5008 | 3.8703 | 4.3466 | 4.3466
2025-01-28 14:00 | 2.1031 | 2.4583 | 4.8186 | 7.0842 | 7.0842 | 7.0842 | 3.729 | 3.8003 | 3.8003 | 4.2015 | 4.7185 | 4.7185
2025-01-28 15:00 | 2.0458 | 2.3914 | 4.6874 | 6.8913 | 6.8913 | 6.8913 | 3.3702 | 3.4347 | 3.4347 | 3.7972 | 4.2645 | 4.2645
2025-01-28 16:00 | 2.0992 | 2.4538 | 4.8098 | 7.0713 | 7.0713 | 7.0713 | 3.416 | 3.4814 | 3.4814 | 3.8488 | 4.3225 | 4.3225
2025-01-28 17:00 | 2.3092 | 2.6992 | 5.2908 | 7.7784 | 7.7784 | 7.7784 | 3.4618 | 3.528 | 3.528 | 3.9004 | 4.3804 | 4.3804
2025-01-28 18:00 | 2.2328 | 2.61 | 5.1159 | 7.5213 | 7.5213 | 7.5213 | 3.6069 | 3.6758 | 3.6758 | 4.0639 | 4.5639 | 4.5639
2025-01-28 19:00 | 1.9656 | 2.2977 | 4.5038 | 6.6213 | 6.6213 | 6.6213 | 3.2519 | 3.3141 | 3.3141 | 3.6639 | 4.1148 | 4.1148
2025-01-28 20:00 | 1.542 | 1.8024 | 3.533 | 5.1942 | 5.1942 | 5.1942 | 2.6603 | 2.7112 | 2.7112 | 2.9974 | 3.3662 | 3.3662
2025-01-28 21:00 | 1.2863 | 1.5035 | 2.9471 | 4.3328 | 4.3328 | 4.3328 | 2.2366 | 2.2794 | 2.2794 | 2.52 | 2.8301 | 2.8301
2025-01-28 22:00 | 1.0687 | 1.2492 | 2.4486 | 3.5999 | 3.5999 | 3.5999 | 2.0687 | 2.1083 | 2.1083 | 2.3308 | 2.6176 | 2.6176
2025-01-28 23:00 | 0.99618 | 1.1644 | 2.2825 | 3.3557 | 3.3557 | 3.3557 | 1.7672 | 1.801 | 1.801 | 1.9911 | 2.2361 | 2.2361
2025-01-29 | 0.88931 | 1.0395 | 2.0376 | 2.9957 | 2.9957 | 2.9957 | 1.5725 | 1.6026 | 1.6026 | 1.7718 | 1.9898 | 1.9898
2025-01-29 01:00 | 0.8626 | 1.0083 | 1.9764 | 2.9057 | 2.9057 | 2.9057 | 1.458 | 1.4859 | 1.4859 | 1.6427 | 1.8449 | 1.8449
2025-01-29 02:00 | 0.87405 | 1.0217 | 2.0026 | 2.9442 | 2.9442 | 2.9442 | 1.3588 | 1.3848 | 1.3848 | 1.5309 | 1.7193 | 1.7193
2025-01-29 03:00 | 0.78626 | 0.91907 | 1.8015 | 2.6485 | 2.6485 | 2.6485 | 1.3359 | 1.3614 | 1.3614 | 1.5051 | 1.6903 | 1.6903
2025-01-29 04:00 | 0.78626 | 0.91907 | 1.8015 | 2.6485 | 2.6485 | 2.6485 | 1.2977 | 1.3225 | 1.3225 | 1.4621 | 1.6421 | 1.6421
2025-01-29 05:00 | 0.9313 | 1.0886 | 2.1338 | 3.1371 | 3.1371 | 3.1371 | 1.4618 | 1.4898 | 1.4898 | 1.647 | 1.8497 | 1.8497
2025-01-29 06:00 | 1.1069 | 1.2938 | 2.5361 | 3.7285 | 3.7285 | 3.7285 | 1.7405 | 1.7737 | 1.7737 | 1.961 | 2.2023 | 2.2023
2025-01-29 07:00 | 1.1947 | 1.3964 | 2.7372 | 4.0242 | 4.0242 | 4.0242 | 1.8511 | 1.8865 | 1.8865 | 2.0857 | 2.3423 | 2.3423
2025-01-29 08:00 | 1.1336 | 1.3251 | 2.5973 | 3.8185 | 3.8185 | 3.8185 | 1.7939 | 1.8282 | 1.8282 | 2.0212 | 2.2699 | 2.2699
2025-01-29 09:00 | 1.084 | 1.2671 | 2.4836 | 3.6514 | 3.6514 | 3.6514 | 1.584 | 1.6143 | 1.6143 | 1.7847 | 2.0043 | 2.0043
2025-01-29 10:00 | 1.1718 | 1.3697 | 2.6848 | 3.9471 | 3.9471 | 3.9471 | 1.6031 | 1.6337 | 1.6337 | 1.8062 | 2.0284 | 2.0284
2025-01-29 11:00 | 1.2366 | 1.4455 | 2.8334 | 4.1656 | 4.1656 | 4.1656 | 1.6298 | 1.6609 | 1.6609 | 1.8363 | 2.0622 | 2.0622
2025-01-29 12:00 | 1.2099 | 1.4143 | 2.7722 | 4.0756 | 4.0756 | 4.0756 | 1.542 | 1.5715 | 1.5715 | 1.7373 | 1.9511 | 1.9511
2025-01-29 13:00 | 1.0878 | 1.2715 | 2.4924 | 3.6642 | 3.6642 | 3.6642 | 1.4466 | 1.4742 | 1.4742 | 1.6298 | 1.8304 | 1.8304
2025-01-29 14:00 | 1.0954 | 1.2804 | 2.5099 | 3.6899 | 3.6899 | 3.6899 | 1.5573 | 1.587 | 1.587 | 1.7546 | 1.9705 | 1.9705
2025-01-29 15:00 | 0.99618 | 1.1644 | 2.2825 | 3.3557 | 3.3557 | 3.3557 | 0.85115 | 0.86742 | 0.86742 | 0.95898 | 1.077 | 1.077
2025-01-29 16:00 | 1.1756 | 1.3741 | 2.6935 | 3.9599 | 3.9599 | 3.9599 | 1.5267 | 1.5559 | 1.5559 | 1.7201 | 1.9318 | 1.9318
2025-01-29 17:00 | 1.4008 | 1.6374 | 3.2095 | 4.7185 | 4.7185 | 4.7185 | 1.9427 | 1.9799 | 1.9799 | 2.1889 | 2.4582 | 2.4582
2025-01-29 18:00 | 1.4084 | 1.6463 | 3.227 | 4.7442 | 4.7442 | 4.7442 | 2.1145 | 2.1549 | 2.1549 | 2.3824 | 2.6756 | 2.6756
2025-01-29 19:00 | 1.4084 | 1.6463 | 3.227 | 4.7442 | 4.7442 | 4.7442 | 2.2252 | 2.2677 | 2.2677 | 2.5071 | 2.8156 | 2.8156
2025-01-29 20:00 | 1.2748 | 1.4901 | 2.9209 | 4.2942 | 4.2942 | 4.2942 | 2.2557 | 2.2989 | 2.2989 | 2.5415 | 2.8543 | 2.8543
2025-01-29 21:00 | 1.1718 | 1.3697 | 2.6848 | 3.9471 | 3.9471 | 3.9471 | 2.1489 | 2.1899 | 2.1899 | 2.4211 | 2.719 | 2.719
2025-01-29 22:00 | 1.0611 | 1.2403 | 2.4312 | 3.5742 | 3.5742 | 3.5742 | 1.8779 | 1.9138 | 1.9138 | 2.1158 | 2.3761 | 2.3761
2025-01-29 23:00 | 0.9313 | 1.0886 | 2.1338 | 3.1371 | 3.1371 | 3.1371 | 1.7863 | 1.8204 | 1.8204 | 2.0126 | 2.2602 | 2.2602
2025-01-30 | 0.9313 | 1.0886 | 2.1338 | 3.1371 | 3.1371 | 3.1371 | 1.5038 | 1.5326 | 1.5326 | 1.6943 | 1.9028 | 1.9028
2025-01-30 01:00 | 0.85496 | 0.99937 | 1.9589 | 2.8799 | 2.8799 | 2.8799 | 1.4924 | 1.5209 | 1.5209 | 1.6814 | 1.8884 | 1.8884
2025-01-30 02:00 | 0.79771 | 0.93245 | 1.8277 | 2.6871 | 2.6871 | 2.6871 | 1.3511 | 1.377 | 1.377 | 1.5223 | 1.7097 | 1.7097
2025-01-30 03:00 | 0.77863 | 0.91014 | 1.784 | 2.6228 | 2.6228 | 2.6228 | 1.3282 | 1.3536 | 1.3536 | 1.4965 | 1.6807 | 1.6807
2025-01-30 04:00 | 0.77863 | 0.91014 | 1.784 | 2.6228 | 2.6228 | 2.6228 | 1.3092 | 1.3342 | 1.3342 | 1.475 | 1.6565 | 1.6565
2025-01-30 05:00 | 0.8855 | 1.0351 | 2.0289 | 2.9828 | 2.9828 | 2.9828 | 1.3855 | 1.412 | 1.412 | 1.561 | 1.7531 | 1.7531
2025-01-30 06:00 | 1.0191 | 1.1912 | 2.335 | 3.4328 | 3.4328 | 3.4328 | 1.7252 | 1.7582 | 1.7582 | 1.9438 | 2.183 | 2.183
2025-01-30 07:00 | 1.1641 | 1.3608 | 2.6673 | 3.9214 | 3.9214 | 3.9214 | 2.042 | 2.081 | 2.081 | 2.3007 | 2.5838 | 2.5838
2025-01-30 08:00 | 1.3321 | 1.5571 | 3.0521 | 4.4871 | 4.4871 | 4.4871 | 2.1489 | 2.1899 | 2.1899 | 2.4211 | 2.719 | 2.719
2025-01-30 09:00 | 1.3244 | 1.5481 | 3.0346 | 4.4613 | 4.4613 | 4.4613 | 2.1756 | 2.2172 | 2.2172 | 2.4512 | 2.7529 | 2.7529
2025-01-30 10:00 | 1.271 | 1.4857 | 2.9121 | 4.2814 | 4.2814 | 4.2814 | 2.0687 | 2.1083 | 2.1083 | 2.3308 | 2.6176 | 2.6176
2025-01-30 11:00 | 1.3015 | 1.5214 | 2.9821 | 4.3842 | 4.3842 | 4.3842 | 2.0649 | 2.1044 | 2.1044 | 2.3265 | 2.6128 | 2.6128
2025-01-30 12:00 | 1.0534 | 1.2314 | 2.4137 | 3.5485 | 3.5485 | 3.5485 | 1.145 | 1.1669 | 1.1669 | 1.2901 | 1.4489 | 1.4489
2025-01-30 13:00 | 1.2061 | 1.4098 | 2.7635 | 4.0628 | 4.0628 | 4.0628 | 1.271 | 1.2953 | 1.2953 | 1.432 | 1.6082 | 1.6082
2025-01-30 14:00 | 0.96947 | 1.1332 | 2.2213 | 3.2657 | 3.2657 | 3.2657 | 1.0802 | 1.1008 | 1.1008 | 1.217 | 1.3668 | 1.3668
2025-01-30 15:00 | 1.2061 | 1.4098 | 2.7635 | 4.0628 | 4.0628 | 4.0628 | 1.5534 | 1.5831 | 1.5831 | 1.7503 | 1.9656 | 1.9656
2025-01-30 16:00 | 1.3664 | 1.5972 | 3.1308 | 4.6028 | 4.6028 | 4.6028 | 2.3397 | 2.3844 | 2.3844 | 2.6361 | 2.9605 | 2.9605
2025-01-30 17:00 | 1.4504 | 1.6954 | 3.3232 | 4.8856 | 4.8856 | 4.8856 | 2.3092 | 2.3533 | 2.3533 | 2.6017 | 2.9219 | 2.9219
2025-01-30 18:00 | 1.4313 | 1.6731 | 3.2794 | 4.8213 | 4.8213 | 4.8213 | 2.1412 | 2.1822 | 2.1822 | 2.4125 | 2.7094 | 2.7094
2025-01-30 19:00 | 1.2939 | 1.5124 | 2.9646 | 4.3585 | 4.3585 | 4.3585 | 1.9924 | 2.0305 | 2.0305 | 2.2448 | 2.521 | 2.521
2025-01-30 20:00 | 1.1603 | 1.3563 | 2.6585 | 3.9085 | 3.9085 | 3.9085 | 1.9809 | 2.0188 | 2.0188 | 2.2319 | 2.5065 | 2.5065
2025-01-30 21:00 | 1.1336 | 1.3251 | 2.5973 | 3.8185 | 3.8185 | 3.8185 | 1.9351 | 1.9721 | 1.9721 | 2.1803 | 2.4486 | 2.4486
2025-01-30 22:00 | 1.0458 | 1.2224 | 2.3962 | 3.5228 | 3.5228 | 3.5228 | 1.771 | 1.8049 | 1.8049 | 1.9954 | 2.2409 | 2.2409
2025-01-30 23:00 | 0.91985 | 1.0752 | 2.1076 | 3.0985 | 3.0985 | 3.0985 | 1.5992 | 1.6298 | 1.6298 | 1.8019 | 2.0236 | 2.0236
2025-01-31 | 0.88931 | 1.0395 | 2.0376 | 2.9957 | 2.9957 | 2.9957 | 1.5573 | 1.587 | 1.587 | 1.7546 | 1.9705 | 1.9705
2025-01-31 01:00 | 0.87405 | 1.0217 | 2.0026 | 2.9442 | 2.9442 | 2.9442 | 1.4084 | 1.4353 | 1.4353 | 1.5868 | 1.7821 | 1.7821
2025-01-31 02:00 | 0.80916 | 0.94584 | 1.854 | 2.7257 | 2.7257 | 2.7257 | 1.3588 | 1.3848 | 1.3848 | 1.5309 | 1.7193 | 1.7193
2025-01-31 03:00 | 0.79771 | 0.93245 | 1.8277 | 2.6871 | 2.6871 | 2.6871 | 1.313 | 1.3381 | 1.3381 | 1.4793 | 1.6614 | 1.6614
2025-01-31 04:00 | 0.84351 | 0.98599 | 1.9327 | 2.8414 | 2.8414 | 2.8414 | 1.2786 | 1.3031 | 1.3031 | 1.4406 | 1.6179 | 1.6179
2025-01-31 05:00 | 0.8855 | 1.0351 | 2.0289 | 2.9828 | 2.9828 | 2.9828 | 1.4351 | 1.4626 | 1.4626 | 1.6169 | 1.8159 | 1.8159
2025-01-31 06:00 | 1.0611 | 1.2403 | 2.4312 | 3.5742 | 3.5742 | 3.5742 | 1.6718 | 1.7037 | 1.7037 | 1.8836 | 2.1154 | 2.1154
2025-01-31 07:00 | 1.1031 | 1.2894 | 2.5274 | 3.7156 | 3.7156 | 3.7156 | 1.8015 | 1.836 | 1.836 | 2.0298 | 2.2796 | 2.2796
2025-01-31 08:00 | 1.1908 | 1.392 | 2.7285 | 4.0114 | 4.0114 | 4.0114 | 1.8931 | 1.9293 | 1.9293 | 2.133 | 2.3955 | 2.3955
2025-01-31 09:00 | 1.1794 | 1.3786 | 2.7023 | 3.9728 | 3.9728 | 3.9728 | 1.7977 | 1.8321 | 1.8321 | 2.0255 | 2.2747 | 2.2747
2025-01-31 10:00 | 1.3473 | 1.5749 | 3.087 | 4.5385 | 4.5385 | 4.5385 | 1.9847 | 2.0227 | 2.0227 | 2.2362 | 2.5114 | 2.5114
2025-01-31 11:00 | 1.2481 | 1.4589 | 2.8597 | 4.2042 | 4.2042 | 4.2042 | 1.8702 | 1.906 | 1.906 | 2.1072 | 2.3665 | 2.3665
2025-01-31 12:00 | 1.1832 | 1.3831 | 2.711 | 3.9856 | 3.9856 | 3.9856 | 1.3893 | 1.4159 | 1.4159 | 1.5653 | 1.758 | 1.758
2025-01-31 13:00 | 1.3206 | 1.5437 | 3.0258 | 4.4485 | 4.4485 | 4.4485 | 1.5458 | 1.5754 | 1.5754 | 1.7417 | 1.956 | 1.956
2025-01-31 14:00 | 1.1374 | 1.3295 | 2.6061 | 3.8314 | 3.8314 | 3.8314 | 1.4084 | 1.4353 | 1.4353 | 1.5868 | 1.7821 | 1.7821
2025-01-31 15:00 | 1.2634 | 1.4768 | 2.8946 | 4.2556 | 4.2556 | 4.2556 | 1.6603 | 1.6921 | 1.6921 | 1.8707 | 2.1009 | 2.1009
2025-01-31 16:00 | 1.0687 | 1.2492 | 2.4486 | 3.5999 | 3.5999 | 3.5999 | 1.8473 | 1.8827 | 1.8827 | 2.0814 | 2.3375 | 2.3375
2025-01-31 17:00 | 1.3321 | 1.5571 | 3.0521 | 4.4871 | 4.4871 | 4.4871 | 1.9008 | 1.9371 | 1.9371 | 2.1416 | 2.4051 | 2.4051
2025-01-31 18:00 | 1.2481 | 1.4589 | 2.8597 | 4.2042 | 4.2042 | 4.2042 | 2 | 2.0382 | 2.0382 | 2.2534 | 2.5307 | 2.5307
2025-01-31 19:00 | 1.2137 | 1.4188 | 2.781 | 4.0885 | 4.0885 | 4.0885 | 2.1221 | 2.1627 | 2.1627 | 2.391 | 2.6852 | 2.6852
2025-01-31 20:00 | 1.1756 | 1.3741 | 2.6935 | 3.9599 | 3.9599 | 3.9599 | 2.0573 | 2.0966 | 2.0966 | 2.3179 | 2.6031 | 2.6031
2025-01-31 21:00 | 1.1107 | 1.2983 | 2.5448 | 3.7414 | 3.7414 | 3.7414 | 1.916 | 1.9527 | 1.9527 | 2.1588 | 2.4244 | 2.4244
2025-01-31 22:00 | 1.0496 | 1.2269 | 2.4049 | 3.5356 | 3.5356 | 3.5356 | 1.8053 | 1.8399 | 1.8399 | 2.0341 | 2.2844 | 2.2844
2025-01-31 23:00 | 1.0038 | 1.1734 | 2.3 | 3.3814 | 3.3814 | 3.3814 | 1.7214 | 1.7543 | 1.7543 | 1.9395 | 2.1781 | 2.1781
2025-02-01 | 0.91221 | 1.0663 | 2.0901 | 3.0728 | 3.0728 | 3.0728 | 1.6145 | 1.6454 | 1.6454 | 1.8191 | 2.0429 | 2.0429
2025-02-01 01:00 | 0.84733 | 0.99045 | 1.9414 | 2.8542 | 2.8542 | 2.8542 | 1.4008 | 1.4276 | 1.4276 | 1.5782 | 1.7725 | 1.7725
2025-02-01 02:00 | 0.82824 | 0.96814 | 1.8977 | 2.7899 | 2.7899 | 2.7899 | 1.3092 | 1.3342 | 1.3342 | 1.475 | 1.6565 | 1.6565
2025-02-01 03:00 | 0.82824 | 0.96814 | 1.8977 | 2.7899 | 2.7899 | 2.7899 | 1.2481 | 1.272 | 1.272 | 1.4062 | 1.5793 | 1.5793
2025-02-01 04:00 | 0.80534 | 0.94138 | 1.8452 | 2.7128 | 2.7128 | 2.7128 | 1.3588 | 1.3848 | 1.3848 | 1.5309 | 1.7193 | 1.7193
2025-02-01 05:00 | 0.82061 | 0.95922 | 1.8802 | 2.7642 | 2.7642 | 2.7642 | 1.2863 | 1.3109 | 1.3109 | 1.4492 | 1.6276 | 1.6276
2025-02-01 06:00 | 0.81298 | 0.9503 | 1.8627 | 2.7385 | 2.7385 | 2.7385 | 1.4885 | 1.517 | 1.517 | 1.6771 | 1.8835 | 1.8835
2025-02-01 07:00 | 0.83588 | 0.97707 | 1.9152 | 2.8157 | 2.8157 | 2.8157 | 1.4008 | 1.4276 | 1.4276 | 1.5782 | 1.7725 | 1.7725
2025-02-01 08:00 | 0.85115 | 0.99491 | 1.9502 | 2.8671 | 2.8671 | 2.8671 | 1.4542 | 1.482 | 1.482 | 1.6384 | 1.8401 | 1.8401
2025-02-01 09:00 | 0.8626 | 1.0083 | 1.9764 | 2.9057 | 2.9057 | 2.9057 | 1.4771 | 1.5053 | 1.5053 | 1.6642 | 1.869 | 1.869
2025-02-01 10:00 | 0.83588 | 0.97707 | 1.9152 | 2.8157 | 2.8157 | 2.8157 | 1.1603 | 1.1825 | 1.1825 | 1.3073 | 1.4682 | 1.4682
2025-02-01 11:00 | 0.78626 | 0.91907 | 1.8015 | 2.6485 | 2.6485 | 2.6485 | 1.0191 | 1.0386 | 1.0386 | 1.1482 | 1.2895 | 1.2895
2025-02-01 12:00 | 0.58779 | 0.68707 | 1.3468 | 1.98 | 1.98 | 1.98 | 0.23282 | 0.23728 | 0.23728 | 0.26232 | 0.2946 | 0.2946
2025-02-01 13:00 | 0.65649 | 0.76738 | 1.5042 | 2.2114 | 2.2114 | 2.2114 | 0.22137 | 0.22561 | 0.22561 | 0.24942 | 0.28011 | 0.28011
2025-02-01 14:00 | 0.67557 | 0.78968 | 1.5479 | 2.2757 | 2.2757 | 2.2757 | 0.35496 | 0.36175 | 0.36175 | 0.39993 | 0.44915 | 0.44915
2025-02-01 15:00 | 0.8626 | 1.0083 | 1.9764 | 2.9057 | 2.9057 | 2.9057 | 0.9771 | 0.99579 | 0.99579 | 1.1009 | 1.2364 | 1.2364
2025-02-01 16:00 | 1.2061 | 1.4098 | 2.7635 | 4.0628 | 4.0628 | 4.0628 | 1.3168 | 1.342 | 1.342 | 1.4836 | 1.6662 | 1.6662
2025-02-01 17:00 | 1.2824 | 1.4991 | 2.9384 | 4.3199 | 4.3199 | 4.3199 | 1.8626 | 1.8982 | 1.8982 | 2.0986 | 2.3568 | 2.3568
2025-02-01 18:00 | 1.3206 | 1.5437 | 3.0258 | 4.4485 | 4.4485 | 4.4485 | 2.313 | 2.3572 | 2.3572 | 2.606 | 2.9267 | 2.9267
2025-02-01 19:00 | 1.3168 | 1.5392 | 3.0171 | 4.4356 | 4.4356 | 4.4356 | 2.3626 | 2.4078 | 2.4078 | 2.6619 | 2.9895 | 2.9895
2025-02-01 20:00 | 1.1794 | 1.3786 | 2.7023 | 3.9728 | 3.9728 | 3.9728 | 2.1298 | 2.1705 | 2.1705 | 2.3996 | 2.6949 | 2.6949
2025-02-01 21:00 | 1.084 | 1.2671 | 2.4836 | 3.6514 | 3.6514 | 3.6514 | 1.9504 | 1.9877 | 1.9877 | 2.1975 | 2.4679 | 2.4679
2025-02-01 22:00 | 1.0802 | 1.2626 | 2.4749 | 3.6385 | 3.6385 | 3.6385 | 1.8397 | 1.8749 | 1.8749 | 2.0728 | 2.3279 | 2.3279
2025-02-01 23:00 | 1.0076 | 1.1778 | 2.3087 | 3.3942 | 3.3942 | 3.3942 | 1.7939 | 1.8282 | 1.8282 | 2.0212 | 2.2699 | 2.2699
2025-02-02 | 0.91985 | 1.0752 | 2.1076 | 3.0985 | 3.0985 | 3.0985 | 1.6069 | 1.6376 | 1.6376 | 1.8105 | 2.0332 | 2.0332
2025-02-02 01:00 | 0.8855 | 1.0351 | 2.0289 | 2.9828 | 2.9828 | 2.9828 | 1.416 | 1.4431 | 1.4431 | 1.5954 | 1.7918 | 1.7918
2025-02-02 02:00 | 0.85496 | 0.99937 | 1.9589 | 2.8799 | 2.8799 | 2.8799 | 1.3435 | 1.3692 | 1.3692 | 1.5137 | 1.7 | 1.7
2025-02-02 03:00 | 0.82443 | 0.96368 | 1.889 | 2.7771 | 2.7771 | 2.7771 | 1.4198 | 1.447 | 1.447 | 1.5997 | 1.7966 | 1.7966
2025-02-02 04:00 | 0.74046 | 0.86553 | 1.6966 | 2.4942 | 2.4942 | 2.4942 | 1.3397 | 1.3653 | 1.3653 | 1.5094 | 1.6952 | 1.6952
2025-02-02 05:00 | 0.80534 | 0.94138 | 1.8452 | 2.7128 | 2.7128 | 2.7128 | 1.4008 | 1.4276 | 1.4276 | 1.5782 | 1.7725 | 1.7725
2025-02-02 06:00 | 0.85115 | 0.99491 | 1.9502 | 2.8671 | 2.8671 | 2.8671 | 1.3244 | 1.3498 | 1.3498 | 1.4922 | 1.6759 | 1.6759
2025-02-02 07:00 | 0.81298 | 0.9503 | 1.8627 | 2.7385 | 2.7385 | 2.7385 | 1.3931 | 1.4198 | 1.4198 | 1.5696 | 1.7628 | 1.7628
2025-02-02 08:00 | 0.90076 | 1.0529 | 2.0639 | 3.0342 | 3.0342 | 3.0342 | 1.458 | 1.4859 | 1.4859 | 1.6427 | 1.8449 | 1.8449
2025-02-02 09:00 | 0.76336 | 0.8923 | 1.749 | 2.5714 | 2.5714 | 2.5714 | 1.042 | 1.0619 | 1.0619 | 1.174 | 1.3185 | 1.3185
2025-02-02 10:00 | 0.58397 | 0.68261 | 1.338 | 1.9671 | 1.9671 | 1.9671 | 0.46565 | 0.47455 | 0.47455 | 0.52465 | 0.58921 | 0.58921
2025-02-02 11:00 | 0.69084 | 0.80753 | 1.5829 | 2.3271 | 2.3271 | 2.3271 | 0.26336 | 0.2684 | 0.2684 | 0.29673 | 0.33324 | 0.33324
2025-02-02 12:00 | 0.6145 | 0.7183 | 1.408 | 2.07 | 2.07 | 2.07 | 0.19466 | 0.19838 | 0.19838 | 0.21932 | 0.24631 | 0.24631
2025-02-02 13:00 | 0.75573 | 0.88338 | 1.7315 | 2.5457 | 2.5457 | 2.5457 | 0.48855 | 0.49789 | 0.49789 | 0.55045 | 0.61818 | 0.61818
2025-02-02 14:00 | 0.94275 | 1.102 | 2.1601 | 3.1757 | 3.1757 | 3.1757 | 0.8626 | 0.87909 | 0.87909 | 0.97188 | 1.0915 | 1.0915
2025-02-02 15:00 | 0.9313 | 1.0886 | 2.1338 | 3.1371 | 3.1371 | 3.1371 | 1.3817 | 1.4081 | 1.4081 | 1.5567 | 1.7483 | 1.7483
2025-02-02 16:00 | 1.2405 | 1.45 | 2.8422 | 4.1785 | 4.1785 | 4.1785 | 1.7977 | 1.8321 | 1.8321 | 2.0255 | 2.2747 | 2.2747
2025-02-02 17:00 | 1.5344 | 1.7935 | 3.5156 | 5.1685 | 5.1685 | 5.1685 | 2.3015 | 2.3455 | 2.3455 | 2.5931 | 2.9122 | 2.9122
2025-02-02 18:00 | 1.6794 | 1.9631 | 3.8479 | 5.657 | 5.657 | 5.657 | 2.7061 | 2.7579 | 2.7579 | 3.049 | 3.4242 | 3.4242
2025-02-02 19:00 | 1.6374 | 1.914 | 3.7517 | 5.5156 | 5.5156 | 5.5156 | 2.8511 | 2.9057 | 2.9057 | 3.2124 | 3.6077 | 3.6077
2025-02-02 20:00 | 1.416 | 1.6552 | 3.2445 | 4.7699 | 4.7699 | 4.7699 | 2.4885 | 2.5361 | 2.5361 | 2.8038 | 3.1489 | 3.1489
2025-02-02 21:00 | 1.2786 | 1.4946 | 2.9296 | 4.3071 | 4.3071 | 4.3071 | 2.4237 | 2.47 | 2.47 | 2.7307 | 3.0668 | 3.0668
2025-02-02 22:00 | 1.2137 | 1.4188 | 2.781 | 4.0885 | 4.0885 | 4.0885 | 2.2023 | 2.2444 | 2.2444 | 2.4813 | 2.7867 | 2.7867
2025-02-02 23:00 | 1.0344 | 1.2091 | 2.3699 | 3.4842 | 3.4842 | 3.4842 | 1.8588 | 1.8943 | 1.8943 | 2.0943 | 2.352 | 2.352
2025-02-03 | 0.98473 | 1.1511 | 2.2563 | 3.3171 | 3.3171 | 3.3171 | 1.6412 | 1.6726 | 1.6726 | 1.8492 | 2.0767 | 2.0767
2025-02-03 01:00 | 0.93893 | 1.0975 | 2.1513 | 3.1628 | 3.1628 | 3.1628 | 1.5191 | 1.5481 | 1.5481 | 1.7115 | 1.9222 | 1.9222
2025-02-03 02:00 | 0.88931 | 1.0395 | 2.0376 | 2.9957 | 2.9957 | 2.9957 | 1.4771 | 1.5053 | 1.5053 | 1.6642 | 1.869 | 1.869
2025-02-03 03:00 | 0.82061 | 0.95922 | 1.8802 | 2.7642 | 2.7642 | 2.7642 | 1.4427 | 1.4703 | 1.4703 | 1.6255 | 1.8256 | 1.8256
2025-02-03 04:00 | 0.83588 | 0.97707 | 1.9152 | 2.8157 | 2.8157 | 2.8157 | 1.3664 | 1.3925 | 1.3925 | 1.5395 | 1.729 | 1.729
2025-02-03 05:00 | 0.96565 | 1.1288 | 2.2125 | 3.2528 | 3.2528 | 3.2528 | 1.5534 | 1.5831 | 1.5831 | 1.7503 | 1.9656 | 1.9656
2025-02-03 06:00 | 1.042 | 1.218 | 2.3874 | 3.5099 | 3.5099 | 3.5099 | 1.7672 | 1.801 | 1.801 | 1.9911 | 2.2361 | 2.2361
2025-02-03 07:00 | 1.1641 | 1.3608 | 2.6673 | 3.9214 | 3.9214 | 3.9214 | 2.0649 | 2.1044 | 2.1044 | 2.3265 | 2.6128 | 2.6128
2025-02-03 08:00 | 1.1832 | 1.3831 | 2.711 | 3.9856 | 3.9856 | 3.9856 | 1.9733 | 2.011 | 2.011 | 2.2233 | 2.4969 | 2.4969
2025-02-03 09:00 | 1.0496 | 1.2269 | 2.4049 | 3.5356 | 3.5356 | 3.5356 | 1.6298 | 1.6609 | 1.6609 | 1.8363 | 2.0622 | 2.0622
2025-02-03 10:00 | 1.0458 | 1.2224 | 2.3962 | 3.5228 | 3.5228 | 3.5228 | 1.4809 | 1.5092 | 1.5092 | 1.6685 | 1.8739 | 1.8739
2025-02-03 11:00 | 1.1336 | 1.3251 | 2.5973 | 3.8185 | 3.8185 | 3.8185 | 1.1145 | 1.1358 | 1.1358 | 1.2557 | 1.4102 | 1.4102
2025-02-03 12:00 | 1.145 | 1.3384 | 2.6235 | 3.8571 | 3.8571 | 3.8571 | 0.98473 | 1.0036 | 1.0036 | 1.1095 | 1.246 | 1.246
2025-02-03 13:00 | 1.2443 | 1.4544 | 2.8509 | 4.1914 | 4.1914 | 4.1914 | 1.2786 | 1.3031 | 1.3031 | 1.4406 | 1.6179 | 1.6179
2025-02-03 14:00 | 1.5382 | 1.798 | 3.5243 | 5.1813 | 5.1813 | 5.1813 | 1.7061 | 1.7387 | 1.7387 | 1.9223 | 2.1588 | 2.1588
2025-02-03 15:00 | 1.6679 | 1.9497 | 3.8216 | 5.6185 | 5.6185 | 5.6185 | 2.3626 | 2.4078 | 2.4078 | 2.6619 | 2.9895 | 2.9895
2025-02-03 16:00 | 1.7214 | 2.0121 | 3.9441 | 5.7985 | 5.7985 | 5.7985 | 2.7748 | 2.8279 | 2.8279 | 3.1264 | 3.5111 | 3.5111
2025-02-03 17:00 | 2 | 2.3378 | 4.5825 | 6.737 | 6.737 | 6.737 | 3.2634 | 3.3258 | 3.3258 | 3.6768 | 4.1293 | 4.1293
2025-02-03 18:00 | 1.9618 | 2.2932 | 4.495 | 6.6085 | 6.6085 | 6.6085 | 3.3359 | 3.3997 | 3.3997 | 3.7585 | 4.221 | 4.221
2025-02-03 19:00 | 1.8053 | 2.1103 | 4.1365 | 6.0813 | 6.0813 | 6.0813 | 3.313 | 3.3763 | 3.3763 | 3.7327 | 4.1921 | 4.1921
2025-02-03 20:00 | 1.6145 | 1.8872 | 3.6992 | 5.4385 | 5.4385 | 5.4385 | 2.9885 | 3.0457 | 3.0457 | 3.3672 | 3.7816 | 3.7816
2025-02-03 21:00 | 1.4427 | 1.6864 | 3.3057 | 4.8599 | 4.8599 | 4.8599 | 2.7328 | 2.7851 | 2.7851 | 3.0791 | 3.458 | 3.458
2025-02-03 22:00 | 1.2634 | 1.4768 | 2.8946 | 4.2556 | 4.2556 | 4.2556 | 2.3588 | 2.4039 | 2.4039 | 2.6576 | 2.9847 | 2.9847
2025-02-03 23:00 | 1.126 | 1.3161 | 2.5798 | 3.7928 | 3.7928 | 3.7928 | 2.0229 | 2.0616 | 2.0616 | 2.2792 | 2.5597 | 2.5597
2025-02-04 | 1.0649 | 1.2448 | 2.4399 | 3.5871 | 3.5871 | 3.5871 | 1.7977 | 1.8321 | 1.8321 | 2.0255 | 2.2747 | 2.2747
2025-02-04 01:00 | 0.91985 | 1.0752 | 2.1076 | 3.0985 | 3.0985 | 3.0985 | 1.6527 | 1.6843 | 1.6843 | 1.8621 | 2.0912 | 2.0912
2025-02-04 02:00 | 0.93511 | 1.0931 | 2.1426 | 3.1499 | 3.1499 | 3.1499 | 1.5916 | 1.622 | 1.622 | 1.7933 | 2.0139 | 2.0139
2025-02-04 03:00 | 0.88931 | 1.0395 | 2.0376 | 2.9957 | 2.9957 | 2.9957 | 1.5115 | 1.5404 | 1.5404 | 1.7029 | 1.9125 | 1.9125
2025-02-04 04:00 | 0.84351 | 0.98599 | 1.9327 | 2.8414 | 2.8414 | 2.8414 | 1.584 | 1.6143 | 1.6143 | 1.7847 | 2.0043 | 2.0043
2025-02-04 05:00 | 1.0038 | 1.1734 | 2.3 | 3.3814 | 3.3814 | 3.3814 | 1.7023 | 1.7348 | 1.7348 | 1.918 | 2.154 | 2.154
2025-02-04 06:00 | 1.1183 | 1.3072 | 2.5623 | 3.7671 | 3.7671 | 3.7671 | 1.9351 | 1.9721 | 1.9721 | 2.1803 | 2.4486 | 2.4486
2025-02-04 07:00 | 1.3168 | 1.5392 | 3.0171 | 4.4356 | 4.4356 | 4.4356 | 2.3092 | 2.3533 | 2.3533 | 2.6017 | 2.9219 | 2.9219
2025-02-04 08:00 | 1.2863 | 1.5035 | 2.9471 | 4.3328 | 4.3328 | 4.3328 | 2.2863 | 2.33 | 2.33 | 2.5759 | 2.8929 | 2.8929
2025-02-04 09:00 | 1.2786 | 1.4946 | 2.9296 | 4.3071 | 4.3071 | 4.3071 | 1.9466 | 1.9838 | 1.9838 | 2.1932 | 2.4631 | 2.4631
2025-02-04 10:00 | 1.3282 | 1.5526 | 3.0433 | 4.4742 | 4.4742 | 4.4742 | 1.6603 | 1.6921 | 1.6921 | 1.8707 | 2.1009 | 2.1009
2025-02-04 11:00 | 1.4084 | 1.6463 | 3.227 | 4.7442 | 4.7442 | 4.7442 | 1.584 | 1.6143 | 1.6143 | 1.7847 | 2.0043 | 2.0043
2025-02-04 12:00 | 1.4847 | 1.7355 | 3.4019 | 5.0013 | 5.0013 | 5.0013 | 1.7061 | 1.7387 | 1.7387 | 1.9223 | 2.1588 | 2.1588
2025-02-04 13:00 | 2.271 | 2.6546 | 5.2034 | 7.6499 | 7.6499 | 7.6499 | 3.2176 | 3.2791 | 3.2791 | 3.6252 | 4.0713 | 4.0713
2025-02-04 14:00 | 2.0916 | 2.4449 | 4.7923 | 7.0456 | 7.0456 | 7.0456 | 3.3244 | 3.388 | 3.388 | 3.7456 | 4.2066 | 4.2066
2025-02-04 15:00 | 2.084 | 2.436 | 4.7749 | 7.0199 | 7.0199 | 7.0199 | 3.3206 | 3.3841 | 3.3841 | 3.7413 | 4.2017 | 4.2017
2025-02-04 16:00 | 2.0992 | 2.4538 | 4.8098 | 7.0713 | 7.0713 | 7.0713 | 3.5191 | 3.5864 | 3.5864 | 3.9649 | 4.4529 | 4.4529
2025-02-04 17:00 | 2.271 | 2.6546 | 5.2034 | 7.6499 | 7.6499 | 7.6499 | 3.9504 | 4.0259 | 4.0259 | 4.4509 | 4.9986 | 4.9986
2025-02-04 18:00 | 2.2252 | 2.6011 | 5.0984 | 7.4956 | 7.4956 | 7.4956 | 3.6489 | 3.7186 | 3.7186 | 4.1112 | 4.6171 | 4.6171
2025-02-04 19:00 | 2.0878 | 2.4404 | 4.7836 | 7.0327 | 7.0327 | 7.0327 | 3.6298 | 3.6992 | 3.6992 | 4.0897 | 4.5929 | 4.5929
2025-02-04 20:00 | 1.8931 | 2.2129 | 4.3376 | 6.377 | 6.377 | 6.377 | 3.2061 | 3.2674 | 3.2674 | 3.6123 | 4.0568 | 4.0568
2025-02-04 21:00 | 1.6069 | 1.8783 | 3.6817 | 5.4128 | 5.4128 | 5.4128 | 2.9084 | 2.964 | 2.964 | 3.2769 | 3.6801 | 3.6801
2025-02-04 22:00 | 1.3282 | 1.5526 | 3.0433 | 4.4742 | 4.4742 | 4.4742 | 2.3359 | 2.3805 | 2.3805 | 2.6318 | 2.9557 | 2.9557
2025-02-04 23:00 | 1.145 | 1.3384 | 2.6235 | 3.8571 | 3.8571 | 3.8571 | 2.1489 | 2.1899 | 2.1899 | 2.4211 | 2.719 | 2.719
2025-02-05 | 1.0611 | 1.2403 | 2.4312 | 3.5742 | 3.5742 | 3.5742 | 1.8168 | 1.8515 | 1.8515 | 2.047 | 2.2989 | 2.2989
2025-02-05 01:00 | 1.0076 | 1.1778 | 2.3087 | 3.3942 | 3.3942 | 3.3942 | 1.687 | 1.7193 | 1.7193 | 1.9008 | 2.1347 | 2.1347
2025-02-05 02:00 | 1.0076 | 1.1778 | 2.3087 | 3.3942 | 3.3942 | 3.3942 | 1.5802 | 1.6104 | 1.6104 | 1.7804 | 1.9994 | 1.9994
2025-02-05 03:00 | 0.94275 | 1.102 | 2.1601 | 3.1757 | 3.1757 | 3.1757 | 1.6107 | 1.6415 | 1.6415 | 1.8148 | 2.0381 | 2.0381
2025-02-05 04:00 | 0.91985 | 1.0752 | 2.1076 | 3.0985 | 3.0985 | 3.0985 | 1.5649 | 1.5948 | 1.5948 | 1.7632 | 1.9801 | 1.9801
2025-02-05 05:00 | 1.0611 | 1.2403 | 2.4312 | 3.5742 | 3.5742 | 3.5742 | 1.6832 | 1.7154 | 1.7154 | 1.8965 | 2.1298 | 2.1298
2025-02-05 06:00 | 1.2977 | 1.5169 | 2.9734 | 4.3713 | 4.3713 | 4.3713 | 2.0115 | 2.0499 | 2.0499 | 2.2663 | 2.5452 | 2.5452
2025-02-05 07:00 | 1.3397 | 1.566 | 3.0696 | 4.5128 | 4.5128 | 4.5128 | 2.3588 | 2.4039 | 2.4039 | 2.6576 | 2.9847 | 2.9847
2025-02-05 08:00 | 1.4924 | 1.7444 | 3.4194 | 5.0271 | 5.0271 | 5.0271 | 2.4008 | 2.4467 | 2.4467 | 2.7049 | 3.0378 | 3.0378
2025-02-05 09:00 | 1.4351 | 1.6775 | 3.2882 | 4.8342 | 4.8342 | 4.8342 | 2.1183 | 2.1588 | 2.1588 | 2.3867 | 2.6804 | 2.6804
2025-02-05 10:00 | 1.7519 | 2.0478 | 4.014 | 5.9013 | 5.9013 | 5.9013 | 2.813 | 2.8668 | 2.8668 | 3.1694 | 3.5594 | 3.5594
2025-02-05 11:00 | 1.4924 | 1.7444 | 3.4194 | 5.0271 | 5.0271 | 5.0271 | 1.6336 | 1.6648 | 1.6648 | 1.8406 | 2.0671 | 2.0671
2025-02-05 12:00 | 1.584 | 1.8515 | 3.6292 | 5.3356 | 5.3356 | 5.3356 | 1.8321 | 1.8671 | 1.8671 | 2.0642 | 2.3182 | 2.3182
2025-02-05 13:00 | 1.7023 | 1.9898 | 3.9003 | 5.7342 | 5.7342 | 5.7342 | 2.1985 | 2.2405 | 2.2405 | 2.477 | 2.7818 | 2.7818
2025-02-05 14:00 | 2.4237 | 2.833 | 5.5532 | 8.1641 | 8.1641 | 8.1641 | 4.1832 | 4.2632 | 4.2632 | 4.7132 | 5.2932 | 5.2932
2025-02-05 15:00 | 2.2557 | 2.6367 | 5.1684 | 7.5984 | 7.5984 | 7.5984 | 4.1031 | 4.1815 | 4.1815 | 4.6229 | 5.1918 | 5.1918
2025-02-05 16:00 | 1.5038 | 1.7578 | 3.4456 | 5.0656 | 5.0656 | 5.0656 | 2.7061 | 2.7579 | 2.7579 | 3.049 | 3.4242 | 3.4242
2025-02-05 17:00 | 1.374 | 1.6061 | 3.1483 | 4.6285 | 4.6285 | 4.6285 | 2.5725 | 2.6217 | 2.6217 | 2.8984 | 3.2551 | 3.2551
2025-02-05 18:00 | 1.2786 | 1.4946 | 2.9296 | 4.3071 | 4.3071 | 4.3071 | 2.4771 | 2.5245 | 2.5245 | 2.7909 | 3.1344 | 3.1344
2025-02-05 19:00 | 1.1641 | 1.3608 | 2.6673 | 3.9214 | 3.9214 | 3.9214 | 2.2786 | 2.3222 | 2.3222 | 2.5673 | 2.8833 | 2.8833
2025-02-05 20:00 | 1.0878 | 1.2715 | 2.4924 | 3.6642 | 3.6642 | 3.6642 | 2.3168 | 2.3611 | 2.3611 | 2.6103 | 2.9315 | 2.9315
2025-02-05 21:00 | 1.0153 | 1.1868 | 2.3262 | 3.4199 | 3.4199 | 3.4199 | 2.1298 | 2.1705 | 2.1705 | 2.3996 | 2.6949 | 2.6949
2025-02-05 22:00 | 0.98855 | 1.1555 | 2.265 | 3.3299 | 3.3299 | 3.3299 | 1.9046 | 1.941 | 1.941 | 2.1459 | 2.41 | 2.41
2025-02-05 23:00 | 0.94275 | 1.102 | 2.1601 | 3.1757 | 3.1757 | 3.1757 | 1.6718 | 1.7037 | 1.7037 | 1.8836 | 2.1154 | 2.1154
2025-02-06 | 0.85878 | 1.0038 | 1.9677 | 2.8928 | 2.8928 | 2.8928 | 1.5725 | 1.6026 | 1.6026 | 1.7718 | 1.9898 | 1.9898
2025-02-06 01:00 | 0.80916 | 0.94584 | 1.854 | 2.7257 | 2.7257 | 2.7257 | 1.5115 | 1.5404 | 1.5404 | 1.7029 | 1.9125 | 1.9125
2025-02-06 02:00 | 0.70611 | 0.82538 | 1.6179 | 2.3785 | 2.3785 | 2.3785 | 1.3779 | 1.4042 | 1.4042 | 1.5524 | 1.7435 | 1.7435
2025-02-06 03:00 | 0.71756 | 0.83876 | 1.6441 | 2.4171 | 2.4171 | 2.4171 | 1.4084 | 1.4353 | 1.4353 | 1.5868 | 1.7821 | 1.7821
2025-02-06 04:00 | 0.75191 | 0.87891 | 1.7228 | 2.5328 | 2.5328 | 2.5328 | 1.355 | 1.3809 | 1.3809 | 1.5266 | 1.7145 | 1.7145
2025-02-06 05:00 | 0.82443 | 0.96368 | 1.889 | 2.7771 | 2.7771 | 2.7771 | 1.5573 | 1.587 | 1.587 | 1.7546 | 1.9705 | 1.9705
2025-02-06 06:00 | 0.9771 | 1.1421 | 2.2388 | 3.2914 | 3.2914 | 3.2914 | 1.7977 | 1.8321 | 1.8321 | 2.0255 | 2.2747 | 2.2747
2025-02-06 07:00 | 1.1641 | 1.3608 | 2.6673 | 3.9214 | 3.9214 | 3.9214 | 2.1031 | 2.1433 | 2.1433 | 2.3695 | 2.6611 | 2.6611
2025-02-06 08:00 | 1.187 | 1.3875 | 2.7197 | 3.9985 | 3.9985 | 3.9985 | 2.1412 | 2.1822 | 2.1822 | 2.4125 | 2.7094 | 2.7094
2025-02-06 09:00 | 1.0458 | 1.2224 | 2.3962 | 3.5228 | 3.5228 | 3.5228 | 1.9008 | 1.9371 | 1.9371 | 2.1416 | 2.4051 | 2.4051
2025-02-06 10:00 | 0.93511 | 1.0931 | 2.1426 | 3.1499 | 3.1499 | 3.1499 | 1.2137 | 1.237 | 1.237 | 1.3675 | 1.5358 | 1.5358
2025-02-06 11:00 | 0.94656 | 1.1065 | 2.1688 | 3.1885 | 3.1885 | 3.1885 | 0.99618 | 1.0152 | 1.0152 | 1.1224 | 1.2605 | 1.2605
2025-02-06 12:00 | 0.93511 | 1.0931 | 2.1426 | 3.1499 | 3.1499 | 3.1499 | 0.83969 | 0.85575 | 0.85575 | 0.94608 | 1.0625 | 1.0625
2025-02-06 13:00 | 1.0916 | 1.276 | 2.5011 | 3.6771 | 3.6771 | 3.6771 | 0.93893 | 0.95689 | 0.95689 | 1.0579 | 1.1881 | 1.1881
2025-02-06 14:00 | 1.2366 | 1.4455 | 2.8334 | 4.1656 | 4.1656 | 4.1656 | 1.2977 | 1.3225 | 1.3225 | 1.4621 | 1.6421 | 1.6421
2025-02-06 15:00 | 1.5 | 1.7534 | 3.4368 | 5.0528 | 5.0528 | 5.0528 | 1.7901 | 1.8243 | 1.8243 | 2.0169 | 2.2651 | 2.2651
2025-02-06 16:00 | 1.9237 | 2.2486 | 4.4076 | 6.4799 | 6.4799 | 6.4799 | 2.6107 | 2.6606 | 2.6606 | 2.9415 | 3.3034 | 3.3034
2025-02-06 17:00 | 2.2137 | 2.5877 | 5.0722 | 7.457 | 7.457 | 7.457 | 3.1794 | 3.2402 | 3.2402 | 3.5822 | 4.023 | 4.023
2025-02-06 18:00 | 2.0802 | 2.4315 | 4.7661 | 7.007 | 7.007 | 7.007 | 3.3053 | 3.3686 | 3.3686 | 3.7241 | 4.1824 | 4.1824
2025-02-06 19:00 | 1.9695 | 2.3021 | 4.5125 | 6.6342 | 6.6342 | 6.6342 | 2.9924 | 3.0496 | 3.0496 | 3.3715 | 3.7864 | 3.7864
2025-02-06 20:00 | 1.771 | 2.0701 | 4.0578 | 5.9656 | 5.9656 | 5.9656 | 2.8664 | 2.9212 | 2.9212 | 3.2296 | 3.627 | 3.627
2025-02-06 21:00 | 1.5573 | 1.8203 | 3.568 | 5.2456 | 5.2456 | 5.2456 | 2.7176 | 2.7695 | 2.7695 | 3.0619 | 3.4387 | 3.4387
2025-02-06 22:00 | 1.3206 | 1.5437 | 3.0258 | 4.4485 | 4.4485 | 4.4485 | 2.2824 | 2.3261 | 2.3261 | 2.5716 | 2.8881 | 2.8881
2025-02-06 23:00 | 1.1221 | 1.3117 | 2.5711 | 3.7799 | 3.7799 | 3.7799 | 2.0534 | 2.0927 | 2.0927 | 2.3136 | 2.5983 | 2.5983
2025-02-07 | 0.94275 | 1.102 | 2.1601 | 3.1757 | 3.1757 | 3.1757 | 1.7366 | 1.7699 | 1.7699 | 1.9567 | 2.1975 | 2.1975
2025-02-07 01:00 | 0.94275 | 1.102 | 2.1601 | 3.1757 | 3.1757 | 3.1757 | 1.6069 | 1.6376 | 1.6376 | 1.8105 | 2.0332 | 2.0332
2025-02-07 02:00 | 0.91221 | 1.0663 | 2.0901 | 3.0728 | 3.0728 | 3.0728 | 1.4847 | 1.5131 | 1.5131 | 1.6728 | 1.8787 | 1.8787
2025-02-07 03:00 | 0.88168 | 1.0306 | 2.0201 | 2.9699 | 2.9699 | 2.9699 | 1.5 | 1.5287 | 1.5287 | 1.69 | 1.898 | 1.898
2025-02-07 04:00 | 0.83969 | 0.98153 | 1.9239 | 2.8285 | 2.8285 | 2.8285 | 1.4618 | 1.4898 | 1.4898 | 1.647 | 1.8497 | 1.8497
2025-02-07 05:00 | 0.98855 | 1.1555 | 2.265 | 3.3299 | 3.3299 | 3.3299 | 1.6412 | 1.6726 | 1.6726 | 1.8492 | 2.0767 | 2.0767
2025-02-07 06:00 | 1.1298 | 1.3206 | 2.5886 | 3.8056 | 3.8056 | 3.8056 | 1.9389 | 1.976 | 1.976 | 2.1846 | 2.4534 | 2.4534
2025-02-07 07:00 | 1.2176 | 1.4232 | 2.7897 | 4.1014 | 4.1014 | 4.1014 | 2.0954 | 2.1355 | 2.1355 | 2.3609 | 2.6514 | 2.6514
2025-02-07 08:00 | 1.229 | 1.4366 | 2.8159 | 4.1399 | 4.1399 | 4.1399 | 2.1183 | 2.1588 | 2.1588 | 2.3867 | 2.6804 | 2.6804
2025-02-07 09:00 | 1.2061 | 1.4098 | 2.7635 | 4.0628 | 4.0628 | 4.0628 | 1.9618 | 1.9994 | 1.9994 | 2.2104 | 2.4824 | 2.4824
2025-02-07 10:00 | 1.4733 | 1.7221 | 3.3756 | 4.9628 | 4.9628 | 4.9628 | 2.4008 | 2.4467 | 2.4467 | 2.7049 | 3.0378 | 3.0378
2025-02-07 11:00 | 1.2595 | 1.4723 | 2.8859 | 4.2428 | 4.2428 | 4.2428 | 1.4275 | 1.4548 | 1.4548 | 1.6083 | 1.8063 | 1.8063
2025-02-07 12:00 | 1.374 | 1.6061 | 3.1483 | 4.6285 | 4.6285 | 4.6285 | 1.4885 | 1.517 | 1.517 | 1.6771 | 1.8835 | 1.8835
2025-02-07 13:00 | 1.5534 | 1.8158 | 3.5593 | 5.2328 | 5.2328 | 5.2328 | 1.8015 | 1.836 | 1.836 | 2.0298 | 2.2796 | 2.2796
2025-02-07 14:00 | 2.2405 | 2.6189 | 5.1334 | 7.547 | 7.547 | 7.547 | 3.9389 | 4.0143 | 4.0143 | 4.438 | 4.9841 | 4.9841
2025-02-07 15:00 | 2.2443 | 2.6234 | 5.1422 | 7.5599 | 7.5599 | 7.5599 | 3.645 | 3.7147 | 3.7147 | 4.1069 | 4.6122 | 4.6122
2025-02-07 16:00 | 2.1947 | 2.5654 | 5.0285 | 7.3927 | 7.3927 | 7.3927 | 3.8359 | 3.9092 | 3.9092 | 4.3219 | 4.8537 | 4.8537
2025-02-07 17:00 | 2.1947 | 2.5654 | 5.0285 | 7.3927 | 7.3927 | 7.3927 | 3.6794 | 3.7498 | 3.7498 | 4.1456 | 4.6557 | 4.6557
2025-02-07 18:00 | 2.1145 | 2.4717 | 4.8448 | 7.1227 | 7.1227 | 7.1227 | 3.4618 | 3.528 | 3.528 | 3.9004 | 4.3804 | 4.3804
2025-02-07 19:00 | 1.8053 | 2.1103 | 4.1365 | 6.0813 | 6.0813 | 6.0813 | 2.9771 | 3.034 | 3.034 | 3.3543 | 3.7671 | 3.7671
2025-02-07 20:00 | 1.7061 | 1.9943 | 3.9091 | 5.747 | 5.747 | 5.747 | 2.771 | 2.824 | 2.824 | 3.1221 | 3.5063 | 3.5063
2025-02-07 21:00 | 1.4771 | 1.7266 | 3.3844 | 4.9756 | 4.9756 | 4.9756 | 2.4542 | 2.5011 | 2.5011 | 2.7651 | 3.1054 | 3.1054
2025-02-07 22:00 | 1.2176 | 1.4232 | 2.7897 | 4.1014 | 4.1014 | 4.1014 | 2.1145 | 2.1549 | 2.1549 | 2.3824 | 2.6756 | 2.6756
2025-02-07 23:00 | 1.0725 | 1.2537 | 2.4574 | 3.6128 | 3.6128 | 3.6128 | 1.9847 | 2.0227 | 2.0227 | 2.2362 | 2.5114 | 2.5114
2025-02-08 | 0.9771 | 1.1421 | 2.2388 | 3.2914 | 3.2914 | 3.2914 | 1.7214 | 1.7543 | 1.7543 | 1.9395 | 2.1781 | 2.1781
2025-02-08 01:00 | 0.84733 | 0.99045 | 1.9414 | 2.8542 | 2.8542 | 2.8542 | 1.5534 | 1.5831 | 1.5831 | 1.7503 | 1.9656 | 1.9656
2025-02-08 02:00 | 0.87023 | 1.0172 | 1.9939 | 2.9314 | 2.9314 | 2.9314 | 1.4618 | 1.4898 | 1.4898 | 1.647 | 1.8497 | 1.8497
2025-02-08 03:00 | 0.78626 | 0.91907 | 1.8015 | 2.6485 | 2.6485 | 2.6485 | 1.4618 | 1.4898 | 1.4898 | 1.647 | 1.8497 | 1.8497
2025-02-08 04:00 | 0.74427 | 0.86999 | 1.7053 | 2.5071 | 2.5071 | 2.5071 | 1.3282 | 1.3536 | 1.3536 | 1.4965 | 1.6807 | 1.6807
2025-02-08 05:00 | 0.80153 | 0.93691 | 1.8365 | 2.7 | 2.7 | 2.7 | 1.3969 | 1.4237 | 1.4237 | 1.5739 | 1.7676 | 1.7676
2025-02-08 06:00 | 0.85878 | 1.0038 | 1.9677 | 2.8928 | 2.8928 | 2.8928 | 1.542 | 1.5715 | 1.5715 | 1.7373 | 1.9511 | 1.9511
2025-02-08 07:00 | 0.96565 | 1.1288 | 2.2125 | 3.2528 | 3.2528 | 3.2528 | 1.7977 | 1.8321 | 1.8321 | 2.0255 | 2.2747 | 2.2747
2025-02-08 08:00 | 0.82061 | 0.95922 | 1.8802 | 2.7642 | 2.7642 | 2.7642 | 1.4466 | 1.4742 | 1.4742 | 1.6298 | 1.8304 | 1.8304
2025-02-08 09:00 | 0.73664 | 0.86107 | 1.6878 | 2.4814 | 2.4814 | 2.4814 | 1.1756 | 1.1981 | 1.1981 | 1.3245 | 1.4875 | 1.4875
2025-02-08 10:00 | 1.0076 | 1.1778 | 2.3087 | 3.3942 | 3.3942 | 3.3942 | 1.729 | 1.7621 | 1.7621 | 1.9481 | 2.1878 | 2.1878
2025-02-08 11:00 | 1.1832 | 1.3831 | 2.711 | 3.9856 | 3.9856 | 3.9856 | 1.8855 | 1.9216 | 1.9216 | 2.1244 | 2.3858 | 2.3858
2025-02-08 12:00 | 1.3588 | 1.5883 | 3.1133 | 4.5771 | 4.5771 | 4.5771 | 2.0534 | 2.0927 | 2.0927 | 2.3136 | 2.5983 | 2.5983
2025-02-08 13:00 | 1.313 | 1.5348 | 3.0083 | 4.4228 | 4.4228 | 4.4228 | 2.1565 | 2.1977 | 2.1977 | 2.4297 | 2.7287 | 2.7287
2025-02-08 14:00 | 1.3321 | 1.5571 | 3.0521 | 4.4871 | 4.4871 | 4.4871 | 2.3702 | 2.4156 | 2.4156 | 2.6705 | 2.9992 | 2.9992
2025-02-08 15:00 | 1.3282 | 1.5526 | 3.0433 | 4.4742 | 4.4742 | 4.4742 | 2.3015 | 2.3455 | 2.3455 | 2.5931 | 2.9122 | 2.9122
2025-02-08 16:00 | 1.3206 | 1.5437 | 3.0258 | 4.4485 | 4.4485 | 4.4485 | 2.4237 | 2.47 | 2.47 | 2.7307 | 3.0668 | 3.0668
2025-02-08 17:00 | 1.2443 | 1.4544 | 2.8509 | 4.1914 | 4.1914 | 4.1914 | 2.355 | 2.4 | 2.4 | 2.6533 | 2.9798 | 2.9798
2025-02-08 18:00 | 1.1947 | 1.3964 | 2.7372 | 4.0242 | 4.0242 | 4.0242 | 2.0916 | 2.1316 | 2.1316 | 2.3566 | 2.6466 | 2.6466
2025-02-08 19:00 | 1.1336 | 1.3251 | 2.5973 | 3.8185 | 3.8185 | 3.8185 | 2.1832 | 2.225 | 2.225 | 2.4598 | 2.7625 | 2.7625
2025-02-08 20:00 | 1.0649 | 1.2448 | 2.4399 | 3.5871 | 3.5871 | 3.5871 | 2.0267 | 2.0655 | 2.0655 | 2.2835 | 2.5645 | 2.5645
2025-02-08 21:00 | 1.0229 | 1.1957 | 2.3437 | 3.4457 | 3.4457 | 3.4457 | 1.7824 | 1.8165 | 1.8165 | 2.0083 | 2.2554 | 2.2554
2025-02-08 22:00 | 1.0191 | 1.1912 | 2.335 | 3.4328 | 3.4328 | 3.4328 | 1.7824 | 1.8165 | 1.8165 | 2.0083 | 2.2554 | 2.2554
2025-02-08 23:00 | 0.99237 | 1.16 | 2.2737 | 3.3428 | 3.3428 | 3.3428 | 1.7519 | 1.7854 | 1.7854 | 1.9739 | 2.2168 | 2.2168
2025-02-09 | 0.91985 | 1.0752 | 2.1076 | 3.0985 | 3.0985 | 3.0985 | 1.5954 | 1.6259 | 1.6259 | 1.7976 | 2.0188 | 2.0188
2025-02-09 01:00 | 0.83206 | 0.97261 | 1.9064 | 2.8028 | 2.8028 | 2.8028 | 1.3626 | 1.3887 | 1.3887 | 1.5352 | 1.7242 | 1.7242
2025-02-09 02:00 | 0.80153 | 0.93691 | 1.8365 | 2.7 | 2.7 | 2.7 | 1.3511 | 1.377 | 1.377 | 1.5223 | 1.7097 | 1.7097
2025-02-09 03:00 | 0.78626 | 0.91907 | 1.8015 | 2.6485 | 2.6485 | 2.6485 | 1.3282 | 1.3536 | 1.3536 | 1.4965 | 1.6807 | 1.6807
2025-02-09 04:00 | 0.73664 | 0.86107 | 1.6878 | 2.4814 | 2.4814 | 2.4814 | 1.2977 | 1.3225 | 1.3225 | 1.4621 | 1.6421 | 1.6421
2025-02-09 05:00 | 0.79771 | 0.93245 | 1.8277 | 2.6871 | 2.6871 | 2.6871 | 1.3779 | 1.4042 | 1.4042 | 1.5524 | 1.7435 | 1.7435
2025-02-09 06:00 | 0.84351 | 0.98599 | 1.9327 | 2.8414 | 2.8414 | 2.8414 | 1.3206 | 1.3459 | 1.3459 | 1.4879 | 1.671 | 1.671
2025-02-09 07:00 | 0.80153 | 0.93691 | 1.8365 | 2.7 | 2.7 | 2.7 | 1.4389 | 1.4664 | 1.4664 | 1.6212 | 1.8207 | 1.8207
2025-02-09 08:00 | 0.83588 | 0.97707 | 1.9152 | 2.8157 | 2.8157 | 2.8157 | 1.2863 | 1.3109 | 1.3109 | 1.4492 | 1.6276 | 1.6276
2025-02-09 09:00 | 0.88931 | 1.0395 | 2.0376 | 2.9957 | 2.9957 | 2.9957 | 1.5573 | 1.587 | 1.587 | 1.7546 | 1.9705 | 1.9705
2025-02-09 10:00 | 0.81298 | 0.9503 | 1.8627 | 2.7385 | 2.7385 | 2.7385 | 1.1794 | 1.2019 | 1.2019 | 1.3288 | 1.4923 | 1.4923
2025-02-09 11:00 | 0.74809 | 0.87445 | 1.7141 | 2.52 | 2.52 | 2.52 | 0.8626 | 0.87909 | 0.87909 | 0.97188 | 1.0915 | 1.0915
2025-02-09 12:00 | 0.82824 | 0.96814 | 1.8977 | 2.7899 | 2.7899 | 2.7899 | 0.48855 | 0.49789 | 0.49789 | 0.55045 | 0.61818 | 0.61818
2025-02-09 13:00 | 1.2176 | 1.4232 | 2.7897 | 4.1014 | 4.1014 | 4.1014 | 1.7786 | 1.8126 | 1.8126 | 2.004 | 2.2506 | 2.2506
2025-02-09 14:00 | 1.2557 | 1.4678 | 2.8772 | 4.2299 | 4.2299 | 4.2299 | 1.8053 | 1.8399 | 1.8399 | 2.0341 | 2.2844 | 2.2844
2025-02-09 15:00 | 1.2901 | 1.508 | 2.9559 | 4.3456 | 4.3456 | 4.3456 | 2.0191 | 2.0577 | 2.0577 | 2.2749 | 2.5548 | 2.5548
2025-02-09 16:00 | 1.187 | 1.3875 | 2.7197 | 3.9985 | 3.9985 | 3.9985 | 1.9618 | 1.9994 | 1.9994 | 2.2104 | 2.4824 | 2.4824
2025-02-09 17:00 | 1.0534 | 1.2314 | 2.4137 | 3.5485 | 3.5485 | 3.5485 | 1.9351 | 1.9721 | 1.9721 | 2.1803 | 2.4486 | 2.4486
2025-02-09 18:00 | 1.2252 | 1.4321 | 2.8072 | 4.1271 | 4.1271 | 4.1271 | 2.084 | 2.1238 | 2.1238 | 2.348 | 2.6369 | 2.6369
2025-02-09 19:00 | 1.084 | 1.2671 | 2.4836 | 3.6514 | 3.6514 | 3.6514 | 1.9542 | 1.9916 | 1.9916 | 2.2018 | 2.4727 | 2.4727
2025-02-09 20:00 | 1.1374 | 1.3295 | 2.6061 | 3.8314 | 3.8314 | 3.8314 | 2.0611 | 2.1005 | 2.1005 | 2.3222 | 2.608 | 2.608
2025-02-09 21:00 | 1.042 | 1.218 | 2.3874 | 3.5099 | 3.5099 | 3.5099 | 1.8702 | 1.906 | 1.906 | 2.1072 | 2.3665 | 2.3665
2025-02-09 22:00 | 0.93893 | 1.0975 | 2.1513 | 3.1628 | 3.1628 | 3.1628 | 1.7099 | 1.7426 | 1.7426 | 1.9266 | 2.1636 | 2.1636
2025-02-09 23:00 | 0.93511 | 1.0931 | 2.1426 | 3.1499 | 3.1499 | 3.1499 | 1.6336 | 1.6648 | 1.6648 | 1.8406 | 2.0671 | 2.0671
2025-02-10 | 0.89695 | 1.0485 | 2.0551 | 3.0214 | 3.0214 | 3.0214 | 1.4733 | 1.5015 | 1.5015 | 1.6599 | 1.8642 | 1.8642
2025-02-10 01:00 | 0.82061 | 0.95922 | 1.8802 | 2.7642 | 2.7642 | 2.7642 | 1.458 | 1.4859 | 1.4859 | 1.6427 | 1.8449 | 1.8449
2025-02-10 02:00 | 0.76336 | 0.8923 | 1.749 | 2.5714 | 2.5714 | 2.5714 | 1.2863 | 1.3109 | 1.3109 | 1.4492 | 1.6276 | 1.6276
2025-02-10 03:00 | 0.75573 | 0.88338 | 1.7315 | 2.5457 | 2.5457 | 2.5457 | 1.3321 | 1.3575 | 1.3575 | 1.5008 | 1.6855 | 1.6855
2025-02-10 04:00 | 0.79389 | 0.92799 | 1.819 | 2.6742 | 2.6742 | 2.6742 | 1.2824 | 1.307 | 1.307 | 1.4449 | 1.6227 | 1.6227
2025-02-10 05:00 | 0.86641 | 1.0128 | 1.9852 | 2.9185 | 2.9185 | 2.9185 | 1.5725 | 1.6026 | 1.6026 | 1.7718 | 1.9898 | 1.9898
2025-02-10 06:00 | 1.0038 | 1.1734 | 2.3 | 3.3814 | 3.3814 | 3.3814 | 1.7786 | 1.8126 | 1.8126 | 2.004 | 2.2506 | 2.2506
2025-02-10 07:00 | 1.2786 | 1.4946 | 2.9296 | 4.3071 | 4.3071 | 4.3071 | 2.1641 | 2.2055 | 2.2055 | 2.4383 | 2.7384 | 2.7384
2025-02-10 08:00 | 1.2634 | 1.4768 | 2.8946 | 4.2556 | 4.2556 | 4.2556 | 2.2748 | 2.3183 | 2.3183 | 2.563 | 2.8784 | 2.8784
2025-02-10 09:00 | 1.2366 | 1.4455 | 2.8334 | 4.1656 | 4.1656 | 4.1656 | 2.0611 | 2.1005 | 2.1005 | 2.3222 | 2.608 | 2.608
2025-02-10 10:00 | 1.416 | 1.6552 | 3.2445 | 4.7699 | 4.7699 | 4.7699 | 2.0573 | 2.0966 | 2.0966 | 2.3179 | 2.6031 | 2.6031
2025-02-10 11:00 | 1.3092 | 1.5303 | 2.9996 | 4.4099 | 4.4099 | 4.4099 | 1.7977 | 1.8321 | 1.8321 | 2.0255 | 2.2747 | 2.2747
2025-02-10 12:00 | 1.2099 | 1.4143 | 2.7722 | 4.0756 | 4.0756 | 4.0756 | 1.4504 | 1.4781 | 1.4781 | 1.6341 | 1.8352 | 1.8352
2025-02-10 13:00 | 0.91221 | 1.0663 | 2.0901 | 3.0728 | 3.0728 | 3.0728 | 1.2252 | 1.2486 | 1.2486 | 1.3804 | 1.5503 | 1.5503
2025-02-10 14:00 | 1.0954 | 1.2804 | 2.5099 | 3.6899 | 3.6899 | 3.6899 | 1.8664 | 1.9021 | 1.9021 | 2.1029 | 2.3617 | 2.3617
2025-02-10 15:00 | 1.3473 | 1.5749 | 3.087 | 4.5385 | 4.5385 | 4.5385 | 1.9618 | 1.9994 | 1.9994 | 2.2104 | 2.4824 | 2.4824
2025-02-10 16:00 | 1.3206 | 1.5437 | 3.0258 | 4.4485 | 4.4485 | 4.4485 | 2.2137 | 2.2561 | 2.2561 | 2.4942 | 2.8011 | 2.8011
2025-02-10 17:00 | 1.3664 | 1.5972 | 3.1308 | 4.6028 | 4.6028 | 4.6028 | 2.1221 | 2.1627 | 2.1627 | 2.391 | 2.6852 | 2.6852
2025-02-10 18:00 | 1.3664 | 1.5972 | 3.1308 | 4.6028 | 4.6028 | 4.6028 | 2.2863 | 2.33 | 2.33 | 2.5759 | 2.8929 | 2.8929
2025-02-10 19:00 | 1.1908 | 1.392 | 2.7285 | 4.0114 | 4.0114 | 4.0114 | 2.1565 | 2.1977 | 2.1977 | 2.4297 | 2.7287 | 2.7287
2025-02-10 20:00 | 1.1756 | 1.3741 | 2.6935 | 3.9599 | 3.9599 | 3.9599 | 2.1107 | 2.1511 | 2.1511 | 2.3781 | 2.6708 | 2.6708
2025-02-10 21:00 | 1.0191 | 1.1912 | 2.335 | 3.4328 | 3.4328 | 3.4328 | 1.8435 | 1.8788 | 1.8788 | 2.0771 | 2.3327 | 2.3327
2025-02-10 22:00 | 0.99618 | 1.1644 | 2.2825 | 3.3557 | 3.3557 | 3.3557 | 1.6412 | 1.6726 | 1.6726 | 1.8492 | 2.0767 | 2.0767
2025-02-10 23:00 | 0.9084 | 1.0618 | 2.0813 | 3.0599 | 3.0599 | 3.0599 | 1.5687 | 1.5987 | 1.5987 | 1.7675 | 1.985 | 1.985
2025-02-11 | 0.8855 | 1.0351 | 2.0289 | 2.9828 | 2.9828 | 2.9828 | 1.4885 | 1.517 | 1.517 | 1.6771 | 1.8835 | 1.8835
2025-02-11 01:00 | 0.75573 | 0.88338 | 1.7315 | 2.5457 | 2.5457 | 2.5457 | 1.4275 | 1.4548 | 1.4548 | 1.6083 | 1.8063 | 1.8063
2025-02-11 02:00 | 0.75573 | 0.88338 | 1.7315 | 2.5457 | 2.5457 | 2.5457 | 1.3511 | 1.377 | 1.377 | 1.5223 | 1.7097 | 1.7097
2025-02-11 03:00 | 0.68321 | 0.79861 | 1.5654 | 2.3014 | 2.3014 | 2.3014 | 1.2519 | 1.2758 | 1.2758 | 1.4105 | 1.5841 | 1.5841
2025-02-11 04:00 | 0.75573 | 0.88338 | 1.7315 | 2.5457 | 2.5457 | 2.5457 | 1.229 | 1.2525 | 1.2525 | 1.3847 | 1.5551 | 1.5551
2025-02-11 05:00 | 0.83206 | 0.97261 | 1.9064 | 2.8028 | 2.8028 | 2.8028 | 1.4924 | 1.5209 | 1.5209 | 1.6814 | 1.8884 | 1.8884
2025-02-11 06:00 | 1.0382 | 1.2135 | 2.3787 | 3.4971 | 3.4971 | 3.4971 | 1.729 | 1.7621 | 1.7621 | 1.9481 | 2.1878 | 2.1878
2025-02-11 07:00 | 1.126 | 1.3161 | 2.5798 | 3.7928 | 3.7928 | 3.7928 | 2.0305 | 2.0694 | 2.0694 | 2.2878 | 2.5693 | 2.5693
2025-02-11 08:00 | 1.1718 | 1.3697 | 2.6848 | 3.9471 | 3.9471 | 3.9471 | 1.771 | 1.8049 | 1.8049 | 1.9954 | 2.2409 | 2.2409
2025-02-11 09:00 | 0.96565 | 1.1288 | 2.2125 | 3.2528 | 3.2528 | 3.2528 | 1.4313 | 1.4587 | 1.4587 | 1.6126 | 1.8111 | 1.8111
2025-02-11 10:00 | 1.1221 | 1.3117 | 2.5711 | 3.7799 | 3.7799 | 3.7799 | 1.6718 | 1.7037 | 1.7037 | 1.8836 | 2.1154 | 2.1154
2025-02-11 11:00 | 1.2634 | 1.4768 | 2.8946 | 4.2556 | 4.2556 | 4.2556 | 1.6832 | 1.7154 | 1.7154 | 1.8965 | 2.1298 | 2.1298
2025-02-11 12:00 | 1.126 | 1.3161 | 2.5798 | 3.7928 | 3.7928 | 3.7928 | 1.7176 | 1.7504 | 1.7504 | 1.9352 | 2.1733 | 2.1733
2025-02-11 13:00 | 1.1489 | 1.3429 | 2.6323 | 3.8699 | 3.8699 | 3.8699 | 1.584 | 1.6143 | 1.6143 | 1.7847 | 2.0043 | 2.0043
2025-02-11 14:00 | 0.99237 | 1.16 | 2.2737 | 3.3428 | 3.3428 | 3.3428 | 1.355 | 1.3809 | 1.3809 | 1.5266 | 1.7145 | 1.7145
2025-02-11 15:00 | 1.0725 | 1.2537 | 2.4574 | 3.6128 | 3.6128 | 3.6128 | 1.3053 | 1.3303 | 1.3303 | 1.4707 | 1.6517 | 1.6517
2025-02-11 16:00 | 1.3779 | 1.6106 | 3.157 | 4.6413 | 4.6413 | 4.6413 | 2.3244 | 2.3689 | 2.3689 | 2.6189 | 2.9412 | 2.9412
2025-02-11 17:00 | 1.4084 | 1.6463 | 3.227 | 4.7442 | 4.7442 | 4.7442 | 2.4237 | 2.47 | 2.47 | 2.7307 | 3.0668 | 3.0668
2025-02-11 18:00 | 1.3015 | 1.5214 | 2.9821 | 4.3842 | 4.3842 | 4.3842 | 2.1679 | 2.2094 | 2.2094 | 2.4426 | 2.7432 | 2.7432
2025-02-11 19:00 | 1.2328 | 1.4411 | 2.8247 | 4.1528 | 4.1528 | 4.1528 | 2.1145 | 2.1549 | 2.1549 | 2.3824 | 2.6756 | 2.6756
2025-02-11 20:00 | 1.1527 | 1.3474 | 2.641 | 3.8828 | 3.8828 | 3.8828 | 2.0191 | 2.0577 | 2.0577 | 2.2749 | 2.5548 | 2.5548
2025-02-11 21:00 | 1.0725 | 1.2537 | 2.4574 | 3.6128 | 3.6128 | 3.6128 | 1.9008 | 1.9371 | 1.9371 | 2.1416 | 2.4051 | 2.4051
2025-02-11 22:00 | 1 | 1.1689 | 2.2912 | 3.3685 | 3.3685 | 3.3685 | 1.6794 | 1.7115 | 1.7115 | 1.8922 | 2.125 | 2.125
2025-02-11 23:00 | 0.94275 | 1.102 | 2.1601 | 3.1757 | 3.1757 | 3.1757 | 1.645 | 1.6765 | 1.6765 | 1.8535 | 2.0815 | 2.0815
2025-02-12 | 0.85878 | 1.0038 | 1.9677 | 2.8928 | 2.8928 | 2.8928 | 1.5229 | 1.552 | 1.552 | 1.7158 | 1.927 | 1.927
2025-02-12 01:00 | 0.78244 | 0.91461 | 1.7928 | 2.6357 | 2.6357 | 2.6357 | 1.3626 | 1.3887 | 1.3887 | 1.5352 | 1.7242 | 1.7242
2025-02-12 02:00 | 0.72519 | 0.84768 | 1.6616 | 2.4428 | 2.4428 | 2.4428 | 1.2977 | 1.3225 | 1.3225 | 1.4621 | 1.6421 | 1.6421
2025-02-12 03:00 | 0.76718 | 0.89676 | 1.7578 | 2.5842 | 2.5842 | 2.5842 | 1.2595 | 1.2836 | 1.2836 | 1.4191 | 1.5938 | 1.5938
2025-02-12 04:00 | 0.77481 | 0.90568 | 1.7753 | 2.61 | 2.61 | 2.61 | 1.2443 | 1.2681 | 1.2681 | 1.4019 | 1.5744 | 1.5744
2025-02-12 05:00 | 0.81679 | 0.95476 | 1.8715 | 2.7514 | 2.7514 | 2.7514 | 1.4962 | 1.5248 | 1.5248 | 1.6857 | 1.8932 | 1.8932
2025-02-12 06:00 | 0.98855 | 1.1555 | 2.265 | 3.3299 | 3.3299 | 3.3299 | 1.7634 | 1.7971 | 1.7971 | 1.9868 | 2.2313 | 2.2313
2025-02-12 07:00 | 1.1565 | 1.3518 | 2.6498 | 3.8956 | 3.8956 | 3.8956 | 2.084 | 2.1238 | 2.1238 | 2.348 | 2.6369 | 2.6369
2025-02-12 08:00 | 1.0878 | 1.2715 | 2.4924 | 3.6642 | 3.6642 | 3.6642 | 1.8282 | 1.8632 | 1.8632 | 2.0599 | 2.3134 | 2.3134
2025-02-12 09:00 | 1.0229 | 1.1957 | 2.3437 | 3.4457 | 3.4457 | 3.4457 | 1.374 | 1.4003 | 1.4003 | 1.5481 | 1.7386 | 1.7386
2025-02-12 10:00 | 0.96183 | 1.1243 | 2.2038 | 3.2399 | 3.2399 | 3.2399 | 1.3435 | 1.3692 | 1.3692 | 1.5137 | 1.7 | 1.7
2025-02-12 11:00 | 0.94275 | 1.102 | 2.1601 | 3.1757 | 3.1757 | 3.1757 | 0.99618 | 1.0152 | 1.0152 | 1.1224 | 1.2605 | 1.2605
2025-02-12 12:00 | 1.0992 | 1.2849 | 2.5186 | 3.7028 | 3.7028 | 3.7028 | 1.4122 | 1.4392 | 1.4392 | 1.5911 | 1.7869 | 1.7869
2025-02-12 13:00 | 1.229 | 1.4366 | 2.8159 | 4.1399 | 4.1399 | 4.1399 | 1.4237 | 1.4509 | 1.4509 | 1.604 | 1.8014 | 1.8014
2025-02-12 14:00 | 0.95802 | 1.1198 | 2.195 | 3.2271 | 3.2271 | 3.2271 | 1.0153 | 1.0347 | 1.0347 | 1.1439 | 1.2847 | 1.2847
2025-02-12 15:00 | 1.3359 | 1.5615 | 3.0608 | 4.4999 | 4.4999 | 4.4999 | 2.042 | 2.081 | 2.081 | 2.3007 | 2.5838 | 2.5838
2025-02-12 16:00 | 1.2443 | 1.4544 | 2.8509 | 4.1914 | 4.1914 | 4.1914 | 2.0229 | 2.0616 | 2.0616 | 2.2792 | 2.5597 | 2.5597
2025-02-12 17:00 | 1.4237 | 1.6641 | 3.2619 | 4.7956 | 4.7956 | 4.7956 | 2.084 | 2.1238 | 2.1238 | 2.348 | 2.6369 | 2.6369
2025-02-12 18:00 | 1.3435 | 1.5704 | 3.0783 | 4.5256 | 4.5256 | 4.5256 | 2.1298 | 2.1705 | 2.1705 | 2.3996 | 2.6949 | 2.6949
2025-02-12 19:00 | 1.3321 | 1.5571 | 3.0521 | 4.4871 | 4.4871 | 4.4871 | 2.3092 | 2.3533 | 2.3533 | 2.6017 | 2.9219 | 2.9219
2025-02-12 20:00 | 1.2176 | 1.4232 | 2.7897 | 4.1014 | 4.1014 | 4.1014 | 2.2519 | 2.295 | 2.295 | 2.5372 | 2.8494 | 2.8494
2025-02-12 21:00 | 1.1527 | 1.3474 | 2.641 | 3.8828 | 3.8828 | 3.8828 | 2.2214 | 2.2639 | 2.2639 | 2.5028 | 2.8108 | 2.8108
2025-02-12 22:00 | 1.0802 | 1.2626 | 2.4749 | 3.6385 | 3.6385 | 3.6385 | 1.9656 | 2.0032 | 2.0032 | 2.2147 | 2.4872 | 2.4872
2025-02-12 23:00 | 1.0038 | 1.1734 | 2.3 | 3.3814 | 3.3814 | 3.3814 | 1.7366 | 1.7699 | 1.7699 | 1.9567 | 2.1975 | 2.1975
2025-02-13 | 0.92366 | 1.0797 | 2.1163 | 3.1114 | 3.1114 | 3.1114 | 1.4656 | 1.4937 | 1.4937 | 1.6513 | 1.8546 | 1.8546
2025-02-13 01:00 | 0.80534 | 0.94138 | 1.8452 | 2.7128 | 2.7128 | 2.7128 | 1.3779 | 1.4042 | 1.4042 | 1.5524 | 1.7435 | 1.7435
2025-02-13 02:00 | 0.80534 | 0.94138 | 1.8452 | 2.7128 | 2.7128 | 2.7128 | 1.3817 | 1.4081 | 1.4081 | 1.5567 | 1.7483 | 1.7483
2025-02-13 03:00 | 0.72901 | 0.85215 | 1.6703 | 2.4557 | 2.4557 | 2.4557 | 1.313 | 1.3381 | 1.3381 | 1.4793 | 1.6614 | 1.6614
2025-02-13 04:00 | 0.78244 | 0.91461 | 1.7928 | 2.6357 | 2.6357 | 2.6357 | 1.355 | 1.3809 | 1.3809 | 1.5266 | 1.7145 | 1.7145
2025-02-13 05:00 | 0.87405 | 1.0217 | 2.0026 | 2.9442 | 2.9442 | 2.9442 | 1.5382 | 1.5676 | 1.5676 | 1.733 | 1.9463 | 1.9463
2025-02-13 06:00 | 1.0992 | 1.2849 | 2.5186 | 3.7028 | 3.7028 | 3.7028 | 1.8817 | 1.9177 | 1.9177 | 2.1201 | 2.381 | 2.381
2025-02-13 07:00 | 1.2481 | 1.4589 | 2.8597 | 4.2042 | 4.2042 | 4.2042 | 2.1221 | 2.1627 | 2.1627 | 2.391 | 2.6852 | 2.6852
2025-02-13 08:00 | 1.2672 | 1.4812 | 2.9034 | 4.2685 | 4.2685 | 4.2685 | 2.0153 | 2.0538 | 2.0538 | 2.2706 | 2.55 | 2.55
2025-02-13 09:00 | 1.3359 | 1.5615 | 3.0608 | 4.4999 | 4.4999 | 4.4999 | 2.0725 | 2.1122 | 2.1122 | 2.3351 | 2.6225 | 2.6225
2025-02-13 10:00 | 1.3626 | 1.5928 | 3.122 | 4.5899 | 4.5899 | 4.5899 | 2.1641 | 2.2055 | 2.2055 | 2.4383 | 2.7384 | 2.7384
2025-02-13 11:00 | 1.5992 | 1.8694 | 3.6642 | 5.387 | 5.387 | 5.387 | 2.2634 | 2.3066 | 2.3066 | 2.5501 | 2.8639 | 2.8639
2025-02-13 12:00 | 1.5267 | 1.7846 | 3.4981 | 5.1428 | 5.1428 | 5.1428 | 2.3511 | 2.3961 | 2.3961 | 2.649 | 2.975 | 2.975
2025-02-13 13:00 | 1.6031 | 1.8738 | 3.673 | 5.3999 | 5.3999 | 5.3999 | 2.2901 | 2.3339 | 2.3339 | 2.5802 | 2.8977 | 2.8977
2025-02-13 14:00 | 1.5649 | 1.8292 | 3.5855 | 5.2713 | 5.2713 | 5.2713 | 2.3664 | 2.4117 | 2.4117 | 2.6662 | 2.9943 | 2.9943
2025-02-13 15:00 | 1.7061 | 1.9943 | 3.9091 | 5.747 | 5.747 | 5.747 | 2.5954 | 2.6451 | 2.6451 | 2.9243 | 3.2841 | 3.2841
2025-02-13 16:00 | 1.8664 | 2.1817 | 4.2764 | 6.287 | 6.287 | 6.287 | 3.2328 | 3.2946 | 3.2946 | 3.6424 | 4.0906 | 4.0906
2025-02-13 17:00 | 1.7939 | 2.0969 | 4.1102 | 6.0427 | 6.0427 | 6.0427 | 2.7939 | 2.8473 | 2.8473 | 3.1479 | 3.5352 | 3.5352
2025-02-13 18:00 | 1.6336 | 1.9095 | 3.7429 | 5.5028 | 5.5028 | 5.5028 | 2.7519 | 2.8045 | 2.8045 | 3.1006 | 3.4821 | 3.4821
2025-02-13 19:00 | 1.6489 | 1.9274 | 3.7779 | 5.5542 | 5.5542 | 5.5542 | 2.7557 | 2.8084 | 2.8084 | 3.1049 | 3.4869 | 3.4869
2025-02-13 20:00 | 1.5038 | 1.7578 | 3.4456 | 5.0656 | 5.0656 | 5.0656 | 2.5954 | 2.6451 | 2.6451 | 2.9243 | 3.2841 | 3.2841
2025-02-13 21:00 | 1.3702 | 1.6017 | 3.1395 | 4.6156 | 4.6156 | 4.6156 | 2.4962 | 2.5439 | 2.5439 | 2.8124 | 3.1585 | 3.1585
2025-02-13 22:00 | 1.1908 | 1.392 | 2.7285 | 4.0114 | 4.0114 | 4.0114 | 2.1145 | 2.1549 | 2.1549 | 2.3824 | 2.6756 | 2.6756
2025-02-13 23:00 | 1.0573 | 1.2358 | 2.4224 | 3.5614 | 3.5614 | 3.5614 | 1.9695 | 2.0071 | 2.0071 | 2.219 | 2.4921 | 2.4921
2025-02-14 | 0.9771 | 1.1421 | 2.2388 | 3.2914 | 3.2914 | 3.2914 | 1.687 | 1.7193 | 1.7193 | 1.9008 | 2.1347 | 2.1347
2025-02-14 01:00 | 0.86641 | 1.0128 | 1.9852 | 2.9185 | 2.9185 | 2.9185 | 1.6489 | 1.6804 | 1.6804 | 1.8578 | 2.0864 | 2.0864
2025-02-14 02:00 | 0.80916 | 0.94584 | 1.854 | 2.7257 | 2.7257 | 2.7257 | 1.542 | 1.5715 | 1.5715 | 1.7373 | 1.9511 | 1.9511
2025-02-14 03:00 | 0.79771 | 0.93245 | 1.8277 | 2.6871 | 2.6871 | 2.6871 | 1.4809 | 1.5092 | 1.5092 | 1.6685 | 1.8739 | 1.8739
2025-02-14 04:00 | 0.79771 | 0.93245 | 1.8277 | 2.6871 | 2.6871 | 2.6871 | 1.416 | 1.4431 | 1.4431 | 1.5954 | 1.7918 | 1.7918
2025-02-14 05:00 | 0.96947 | 1.1332 | 2.2213 | 3.2657 | 3.2657 | 3.2657 | 1.6298 | 1.6609 | 1.6609 | 1.8363 | 2.0622 | 2.0622
2025-02-14 06:00 | 1.1183 | 1.3072 | 2.5623 | 3.7671 | 3.7671 | 3.7671 | 2.1565 | 2.1977 | 2.1977 | 2.4297 | 2.7287 | 2.7287
2025-02-14 07:00 | 1.2863 | 1.5035 | 2.9471 | 4.3328 | 4.3328 | 4.3328 | 2.3511 | 2.3961 | 2.3961 | 2.649 | 2.975 | 2.975
2025-02-14 08:00 | 1.3626 | 1.5928 | 3.122 | 4.5899 | 4.5899 | 4.5899 | 2.4771 | 2.5245 | 2.5245 | 2.7909 | 3.1344 | 3.1344
2025-02-14 09:00 | 1.4389 | 1.682 | 3.2969 | 4.8471 | 4.8471 | 4.8471 | 2.4962 | 2.5439 | 2.5439 | 2.8124 | 3.1585 | 3.1585
2025-02-14 10:00 | 1.5 | 1.7534 | 3.4368 | 5.0528 | 5.0528 | 5.0528 | 2.3321 | 2.3767 | 2.3767 | 2.6275 | 2.9509 | 2.9509
2025-02-14 11:00 | 1.4046 | 1.6418 | 3.2182 | 4.7313 | 4.7313 | 4.7313 | 2.1336 | 2.1744 | 2.1744 | 2.4039 | 2.6997 | 2.6997
2025-02-14 12:00 | 1.2023 | 1.4054 | 2.7547 | 4.0499 | 4.0499 | 4.0499 | 1.8397 | 1.8749 | 1.8749 | 2.0728 | 2.3279 | 2.3279
2025-02-14 13:00 | 1.2863 | 1.5035 | 2.9471 | 4.3328 | 4.3328 | 4.3328 | 2.145 | 2.1861 | 2.1861 | 2.4168 | 2.7142 | 2.7142
2025-02-14 14:00 | 1.4275 | 1.6686 | 3.2707 | 4.8085 | 4.8085 | 4.8085 | 2.5115 | 2.5595 | 2.5595 | 2.8296 | 3.1779 | 3.1779
2025-02-14 15:00 | 1.4237 | 1.6641 | 3.2619 | 4.7956 | 4.7956 | 4.7956 | 2.6298 | 2.6801 | 2.6801 | 2.963 | 3.3276 | 3.3276
2025-02-14 16:00 | 1.4924 | 1.7444 | 3.4194 | 5.0271 | 5.0271 | 5.0271 | 2.7481 | 2.8006 | 2.8006 | 3.0963 | 3.4773 | 3.4773
2025-02-14 17:00 | 1.4466 | 1.6909 | 3.3144 | 4.8728 | 4.8728 | 4.8728 | 2.7061 | 2.7579 | 2.7579 | 3.049 | 3.4242 | 3.4242
2025-02-14 18:00 | 1.145 | 1.3384 | 2.6235 | 3.8571 | 3.8571 | 3.8571 | 1.9122 | 1.9488 | 1.9488 | 2.1545 | 2.4196 | 2.4196
2025-02-14 19:00 | 1.1947 | 1.3964 | 2.7372 | 4.0242 | 4.0242 | 4.0242 | 2.0802 | 2.1199 | 2.1199 | 2.3437 | 2.6321 | 2.6321
2025-02-14 20:00 | 1.1145 | 1.3028 | 2.5536 | 3.7542 | 3.7542 | 3.7542 | 2.0534 | 2.0927 | 2.0927 | 2.3136 | 2.5983 | 2.5983
2025-02-14 21:00 | 1.0382 | 1.2135 | 2.3787 | 3.4971 | 3.4971 | 3.4971 | 2.0534 | 2.0927 | 2.0927 | 2.3136 | 2.5983 | 2.5983
2025-02-14 22:00 | 1.0382 | 1.2135 | 2.3787 | 3.4971 | 3.4971 | 3.4971 | 1.8053 | 1.8399 | 1.8399 | 2.0341 | 2.2844 | 2.2844
2025-02-14 23:00 | 1.0229 | 1.1957 | 2.3437 | 3.4457 | 3.4457 | 3.4457 | 1.6412 | 1.6726 | 1.6726 | 1.8492 | 2.0767 | 2.0767
2025-02-15 | 0.8855 | 1.0351 | 2.0289 | 2.9828 | 2.9828 | 2.9828 | 1.4695 | 1.4976 | 1.4976 | 1.6556 | 1.8594 | 1.8594
2025-02-15 01:00 | 0.83206 | 0.97261 | 1.9064 | 2.8028 | 2.8028 | 2.8028 | 1.2863 | 1.3109 | 1.3109 | 1.4492 | 1.6276 | 1.6276
2025-02-15 02:00 | 0.77481 | 0.90568 | 1.7753 | 2.61 | 2.61 | 2.61 | 1.3053 | 1.3303 | 1.3303 | 1.4707 | 1.6517 | 1.6517
2025-02-15 03:00 | 0.74809 | 0.87445 | 1.7141 | 2.52 | 2.52 | 2.52 | 1.3053 | 1.3303 | 1.3303 | 1.4707 | 1.6517 | 1.6517
2025-02-15 04:00 | 0.71374 | 0.8343 | 1.6353 | 2.4042 | 2.4042 | 2.4042 | 1.229 | 1.2525 | 1.2525 | 1.3847 | 1.5551 | 1.5551
2025-02-15 05:00 | 0.78626 | 0.91907 | 1.8015 | 2.6485 | 2.6485 | 2.6485 | 1.2443 | 1.2681 | 1.2681 | 1.4019 | 1.5744 | 1.5744
2025-02-15 06:00 | 0.83588 | 0.97707 | 1.9152 | 2.8157 | 2.8157 | 2.8157 | 1.458 | 1.4859 | 1.4859 | 1.6427 | 1.8449 | 1.8449
2025-02-15 07:00 | 0.88931 | 1.0395 | 2.0376 | 2.9957 | 2.9957 | 2.9957 | 1.458 | 1.4859 | 1.4859 | 1.6427 | 1.8449 | 1.8449
2025-02-15 08:00 | 0.85878 | 1.0038 | 1.9677 | 2.8928 | 2.8928 | 2.8928 | 1.3664 | 1.3925 | 1.3925 | 1.5395 | 1.729 | 1.729
2025-02-15 09:00 | 1.0382 | 1.2135 | 2.3787 | 3.4971 | 3.4971 | 3.4971 | 1.2137 | 1.237 | 1.237 | 1.3675 | 1.5358 | 1.5358
2025-02-15 10:00 | 1.0382 | 1.2135 | 2.3787 | 3.4971 | 3.4971 | 3.4971 | 1.2366 | 1.2603 | 1.2603 | 1.3933 | 1.5648 | 1.5648
2025-02-15 11:00 | 0.77099 | 0.90122 | 1.7665 | 2.5971 | 2.5971 | 2.5971 | 0.64504 | 0.65737 | 0.65737 | 0.72676 | 0.8162 | 0.8162
2025-02-15 12:00 | 0.63359 | 0.74061 | 1.4517 | 2.1342 | 2.1342 | 2.1342 | 0.45038 | 0.45899 | 0.45899 | 0.50744 | 0.56989 | 0.56989
2025-02-15 13:00 | 0.88168 | 1.0306 | 2.0201 | 2.9699 | 2.9699 | 2.9699 | 0.5687 | 0.57958 | 0.57958 | 0.64076 | 0.71961 | 0.71961
2025-02-15 14:00 | 0.66412 | 0.7763 | 1.5217 | 2.2371 | 2.2371 | 2.2371 | 0.49618 | 0.50567 | 0.50567 | 0.55905 | 0.62784 | 0.62784
2025-02-15 15:00 | 0.45038 | 0.52646 | 1.0319 | 1.5171 | 1.5171 | 1.5171 | 0.29771 | 0.3034 | 0.3034 | 0.33543 | 0.37671 | 0.37671
2025-02-15 16:00 | 0.6374 | 0.74507 | 1.4604 | 2.1471 | 2.1471 | 2.1471 | 0.67557 | 0.68849 | 0.68849 | 0.76117 | 0.85483 | 0.85483
2025-02-15 17:00 | 1.0649 | 1.2448 | 2.4399 | 3.5871 | 3.5871 | 3.5871 | 1.6489 | 1.6804 | 1.6804 | 1.8578 | 2.0864 | 2.0864
2025-02-15 18:00 | 0.98855 | 1.1555 | 2.265 | 3.3299 | 3.3299 | 3.3299 | 1.8511 | 1.8865 | 1.8865 | 2.0857 | 2.3423 | 2.3423
2025-02-15 19:00 | 1.0153 | 1.1868 | 2.3262 | 3.4199 | 3.4199 | 3.4199 | 1.7977 | 1.8321 | 1.8321 | 2.0255 | 2.2747 | 2.2747
2025-02-15 20:00 | 0.98855 | 1.1555 | 2.265 | 3.3299 | 3.3299 | 3.3299 | 1.8244 | 1.8593 | 1.8593 | 2.0556 | 2.3085 | 2.3085
2025-02-15 21:00 | 0.98855 | 1.1555 | 2.265 | 3.3299 | 3.3299 | 3.3299 | 1.8244 | 1.8593 | 1.8593 | 2.0556 | 2.3085 | 2.3085
2025-02-15 22:00 | 0.92748 | 1.0841 | 2.1251 | 3.1242 | 3.1242 | 3.1242 | 1.7519 | 1.7854 | 1.7854 | 1.9739 | 2.2168 | 2.2168
2025-02-15 23:00 | 0.91603 | 1.0708 | 2.0988 | 3.0857 | 3.0857 | 3.0857 | 1.5496 | 1.5793 | 1.5793 | 1.746 | 1.9608 | 1.9608
2025-02-16 | 0.90076 | 1.0529 | 2.0639 | 3.0342 | 3.0342 | 3.0342 | 1.4695 | 1.4976 | 1.4976 | 1.6556 | 1.8594 | 1.8594
2025-02-16 01:00 | 0.79008 | 0.92353 | 1.8102 | 2.6614 | 2.6614 | 2.6614 | 1.2595 | 1.2836 | 1.2836 | 1.4191 | 1.5938 | 1.5938
2025-02-16 02:00 | 0.75954 | 0.88784 | 1.7403 | 2.5585 | 2.5585 | 2.5585 | 1.271 | 1.2953 | 1.2953 | 1.432 | 1.6082 | 1.6082
2025-02-16 03:00 | 0.70611 | 0.82538 | 1.6179 | 2.3785 | 2.3785 | 2.3785 | 1.271 | 1.2953 | 1.2953 | 1.432 | 1.6082 | 1.6082
2025-02-16 04:00 | 0.70611 | 0.82538 | 1.6179 | 2.3785 | 2.3785 | 2.3785 | 1.2137 | 1.237 | 1.237 | 1.3675 | 1.5358 | 1.5358
2025-02-16 05:00 | 0.77481 | 0.90568 | 1.7753 | 2.61 | 2.61 | 2.61 | 1.2443 | 1.2681 | 1.2681 | 1.4019 | 1.5744 | 1.5744
2025-02-16 06:00 | 0.87405 | 1.0217 | 2.0026 | 2.9442 | 2.9442 | 2.9442 | 1.3168 | 1.342 | 1.342 | 1.4836 | 1.6662 | 1.6662
2025-02-16 07:00 | 1.0496 | 1.2269 | 2.4049 | 3.5356 | 3.5356 | 3.5356 | 1.4313 | 1.4587 | 1.4587 | 1.6126 | 1.8111 | 1.8111
2025-02-16 08:00 | 0.9771 | 1.1421 | 2.2388 | 3.2914 | 3.2914 | 3.2914 | 1.271 | 1.2953 | 1.2953 | 1.432 | 1.6082 | 1.6082
2025-02-16 09:00 | 0.83206 | 0.97261 | 1.9064 | 2.8028 | 2.8028 | 2.8028 | 1.0076 | 1.0269 | 1.0269 | 1.1353 | 1.275 | 1.275
2025-02-16 10:00 | 0.76336 | 0.8923 | 1.749 | 2.5714 | 2.5714 | 2.5714 | 0.46947 | 0.47844 | 0.47844 | 0.52895 | 0.59404 | 0.59404
2025-02-16 11:00 | 0.64885 | 0.75845 | 1.4867 | 2.1857 | 2.1857 | 2.1857 | 0.46183 | 0.47066 | 0.47066 | 0.52034 | 0.58438 | 0.58438
2025-02-16 12:00 | 0.46183 | 0.53984 | 1.0582 | 1.5557 | 1.5557 | 1.5557 | 0.53817 | 0.54846 | 0.54846 | 0.60635 | 0.68097 | 0.68097
2025-02-16 13:00 | 0.5458 | 0.63799 | 1.2506 | 1.8385 | 1.8385 | 1.8385 | 0.57634 | 0.58736 | 0.58736 | 0.64936 | 0.72926 | 0.72926
2025-02-16 14:00 | 0.9313 | 1.0886 | 2.1338 | 3.1371 | 3.1371 | 3.1371 | 0.83206 | 0.84797 | 0.84797 | 0.93748 | 1.0528 | 1.0528
2025-02-16 15:00 | 0.82824 | 0.96814 | 1.8977 | 2.7899 | 2.7899 | 2.7899 | 0.70229 | 0.71572 | 0.71572 | 0.79127 | 0.88864 | 0.88864
2025-02-16 16:00 | 0.83969 | 0.98153 | 1.9239 | 2.8285 | 2.8285 | 2.8285 | 1.2595 | 1.2836 | 1.2836 | 1.4191 | 1.5938 | 1.5938
2025-02-16 17:00 | 1.0496 | 1.2269 | 2.4049 | 3.5356 | 3.5356 | 3.5356 | 1.6985 | 1.731 | 1.731 | 1.9137 | 2.1492 | 2.1492
2025-02-16 18:00 | 1.0725 | 1.2537 | 2.4574 | 3.6128 | 3.6128 | 3.6128 | 1.7176 | 1.7504 | 1.7504 | 1.9352 | 2.1733 | 2.1733
2025-02-16 19:00 | 0.99237 | 1.16 | 2.2737 | 3.3428 | 3.3428 | 3.3428 | 1.9847 | 2.0227 | 2.0227 | 2.2362 | 2.5114 | 2.5114
2025-02-16 20:00 | 0.9771 | 1.1421 | 2.2388 | 3.2914 | 3.2914 | 3.2914 | 2.0076 | 2.046 | 2.046 | 2.262 | 2.5404 | 2.5404
2025-02-16 21:00 | 0.97328 | 1.1377 | 2.23 | 3.2785 | 3.2785 | 3.2785 | 1.7405 | 1.7737 | 1.7737 | 1.961 | 2.2023 | 2.2023
2025-02-16 22:00 | 0.9313 | 1.0886 | 2.1338 | 3.1371 | 3.1371 | 3.1371 | 1.542 | 1.5715 | 1.5715 | 1.7373 | 1.9511 | 1.9511
2025-02-16 23:00 | 0.89695 | 1.0485 | 2.0551 | 3.0214 | 3.0214 | 3.0214 | 1.5229 | 1.552 | 1.552 | 1.7158 | 1.927 | 1.927
2025-02-17 | 0.8855 | 1.0351 | 2.0289 | 2.9828 | 2.9828 | 2.9828 | 1.458 | 1.4859 | 1.4859 | 1.6427 | 1.8449 | 1.8449
2025-02-17 01:00 | 0.80153 | 0.93691 | 1.8365 | 2.7 | 2.7 | 2.7 | 1.374 | 1.4003 | 1.4003 | 1.5481 | 1.7386 | 1.7386
2025-02-17 02:00 | 0.70229 | 0.82091 | 1.6091 | 2.3657 | 2.3657 | 2.3657 | 1.2939 | 1.3186 | 1.3186 | 1.4578 | 1.6372 | 1.6372
2025-02-17 03:00 | 0.73664 | 0.86107 | 1.6878 | 2.4814 | 2.4814 | 2.4814 | 1.2939 | 1.3186 | 1.3186 | 1.4578 | 1.6372 | 1.6372
2025-02-17 04:00 | 0.74427 | 0.86999 | 1.7053 | 2.5071 | 2.5071 | 2.5071 | 1.3282 | 1.3536 | 1.3536 | 1.4965 | 1.6807 | 1.6807
2025-02-17 05:00 | 0.89313 | 1.044 | 2.0464 | 3.0085 | 3.0085 | 3.0085 | 1.5611 | 1.5909 | 1.5909 | 1.7589 | 1.9753 | 1.9753
2025-02-17 06:00 | 1.1565 | 1.3518 | 2.6498 | 3.8956 | 3.8956 | 3.8956 | 2.0802 | 2.1199 | 2.1199 | 2.3437 | 2.6321 | 2.6321
2025-02-17 07:00 | 1.4122 | 1.6508 | 3.2357 | 4.7571 | 4.7571 | 4.7571 | 2.355 | 2.4 | 2.4 | 2.6533 | 2.9798 | 2.9798
2025-02-17 08:00 | 1.1985 | 1.4009 | 2.746 | 4.0371 | 4.0371 | 4.0371 | 2.0687 | 2.1083 | 2.1083 | 2.3308 | 2.6176 | 2.6176
2025-02-17 09:00 | 0.9084 | 1.0618 | 2.0813 | 3.0599 | 3.0599 | 3.0599 | 1.5382 | 1.5676 | 1.5676 | 1.733 | 1.9463 | 1.9463
2025-02-17 10:00 | 0.87023 | 1.0172 | 1.9939 | 2.9314 | 2.9314 | 2.9314 | 0.9313 | 0.94911 | 0.94911 | 1.0493 | 1.1784 | 1.1784
2025-02-17 11:00 | 0.76336 | 0.8923 | 1.749 | 2.5714 | 2.5714 | 2.5714 | 0.38168 | 0.38898 | 0.38898 | 0.43004 | 0.48296 | 0.48296
2025-02-17 12:00 | 0.51527 | 0.6023 | 1.1806 | 1.7357 | 1.7357 | 1.7357 | 0.28244 | 0.28784 | 0.28784 | 0.31823 | 0.35739 | 0.35739
2025-02-17 13:00 | 0.57252 | 0.66922 | 1.3118 | 1.9285 | 1.9285 | 1.9285 | 0.25191 | 0.25673 | 0.25673 | 0.28382 | 0.31875 | 0.31875
2025-02-17 14:00 | 0.5916 | 0.69153 | 1.3555 | 1.9928 | 1.9928 | 1.9928 | 0.30153 | 0.30729 | 0.30729 | 0.33973 | 0.38154 | 0.38154
2025-02-17 15:00 | 0.6374 | 0.74507 | 1.4604 | 2.1471 | 2.1471 | 2.1471 | 0.66412 | 0.67682 | 0.67682 | 0.74826 | 0.84034 | 0.84034
2025-02-17 16:00 | 0.76718 | 0.89676 | 1.7578 | 2.5842 | 2.5842 | 2.5842 | 1.0076 | 1.0269 | 1.0269 | 1.1353 | 1.275 | 1.275
2025-02-17 17:00 | 1.1221 | 1.3117 | 2.5711 | 3.7799 | 3.7799 | 3.7799 | 1.8855 | 1.9216 | 1.9216 | 2.1244 | 2.3858 | 2.3858
2025-02-17 18:00 | 1.0687 | 1.2492 | 2.4486 | 3.5999 | 3.5999 | 3.5999 | 2.1107 | 2.1511 | 2.1511 | 2.3781 | 2.6708 | 2.6708
2025-02-17 19:00 | 1.0687 | 1.2492 | 2.4486 | 3.5999 | 3.5999 | 3.5999 | 2.2595 | 2.3028 | 2.3028 | 2.5458 | 2.8591 | 2.8591
2025-02-17 20:00 | 1.1183 | 1.3072 | 2.5623 | 3.7671 | 3.7671 | 3.7671 | 2.1603 | 2.2016 | 2.2016 | 2.434 | 2.7335 | 2.7335
2025-02-17 21:00 | 1.0229 | 1.1957 | 2.3437 | 3.4457 | 3.4457 | 3.4457 | 1.9122 | 1.9488 | 1.9488 | 2.1545 | 2.4196 | 2.4196
2025-02-17 22:00 | 0.89313 | 1.044 | 2.0464 | 3.0085 | 3.0085 | 3.0085 | 1.7099 | 1.7426 | 1.7426 | 1.9266 | 2.1636 | 2.1636
2025-02-17 23:00 | 0.89313 | 1.044 | 2.0464 | 3.0085 | 3.0085 | 3.0085 | 1.5687 | 1.5987 | 1.5987 | 1.7675 | 1.985 | 1.985
2025-02-18 | 0.79771 | 0.93245 | 1.8277 | 2.6871 | 2.6871 | 2.6871 | 1.416 | 1.4431 | 1.4431 | 1.5954 | 1.7918 | 1.7918
2025-02-18 01:00 | 0.77099 | 0.90122 | 1.7665 | 2.5971 | 2.5971 | 2.5971 | 1.3664 | 1.3925 | 1.3925 | 1.5395 | 1.729 | 1.729
2025-02-18 02:00 | 0.76718 | 0.89676 | 1.7578 | 2.5842 | 2.5842 | 2.5842 | 1.3053 | 1.3303 | 1.3303 | 1.4707 | 1.6517 | 1.6517
2025-02-18 03:00 | 0.74046 | 0.86553 | 1.6966 | 2.4942 | 2.4942 | 2.4942 | 1.3053 | 1.3303 | 1.3303 | 1.4707 | 1.6517 | 1.6517
2025-02-18 04:00 | 0.69847 | 0.81645 | 1.6004 | 2.3528 | 2.3528 | 2.3528 | 1.313 | 1.3381 | 1.3381 | 1.4793 | 1.6614 | 1.6614
2025-02-18 05:00 | 0.82443 | 0.96368 | 1.889 | 2.7771 | 2.7771 | 2.7771 | 1.5725 | 1.6026 | 1.6026 | 1.7718 | 1.9898 | 1.9898
2025-02-18 06:00 | 1.0649 | 1.2448 | 2.4399 | 3.5871 | 3.5871 | 3.5871 | 2.0229 | 2.0616 | 2.0616 | 2.2792 | 2.5597 | 2.5597
2025-02-18 07:00 | 1.3053 | 1.5258 | 2.9908 | 4.3971 | 4.3971 | 4.3971 | 2.2977 | 2.3417 | 2.3417 | 2.5888 | 2.9074 | 2.9074
2025-02-18 08:00 | 1.2443 | 1.4544 | 2.8509 | 4.1914 | 4.1914 | 4.1914 | 2.1489 | 2.1899 | 2.1899 | 2.4211 | 2.719 | 2.719
2025-02-18 09:00 | 1.4084 | 1.6463 | 3.227 | 4.7442 | 4.7442 | 4.7442 | 2.0153 | 2.0538 | 2.0538 | 2.2706 | 2.55 | 2.55
2025-02-18 10:00 | 1.1947 | 1.3964 | 2.7372 | 4.0242 | 4.0242 | 4.0242 | 1.9618 | 1.9994 | 1.9994 | 2.2104 | 2.4824 | 2.4824
2025-02-18 11:00 | 1.2481 | 1.4589 | 2.8597 | 4.2042 | 4.2042 | 4.2042 | 1.8511 | 1.8865 | 1.8865 | 2.0857 | 2.3423 | 2.3423
2025-02-18 12:00 | 0.84733 | 0.99045 | 1.9414 | 2.8542 | 2.8542 | 2.8542 | 1.2405 | 1.2642 | 1.2642 | 1.3976 | 1.5696 | 1.5696
2025-02-18 13:00 | 0.70229 | 0.82091 | 1.6091 | 2.3657 | 2.3657 | 2.3657 | 0.40076 | 0.40843 | 0.40843 | 0.45154 | 0.5071 | 0.5071
2025-02-18 14:00 | 0.62977 | 0.73615 | 1.443 | 2.1214 | 2.1214 | 2.1214 | 0.36641 | 0.37342 | 0.37342 | 0.41284 | 0.46364 | 0.46364
2025-02-18 15:00 | 0.69466 | 0.81199 | 1.5916 | 2.34 | 2.34 | 2.34 | 0.5458 | 0.55624 | 0.55624 | 0.61495 | 0.69063 | 0.69063
2025-02-18 16:00 | 0.90076 | 1.0529 | 2.0639 | 3.0342 | 3.0342 | 3.0342 | 1.3626 | 1.3887 | 1.3887 | 1.5352 | 1.7242 | 1.7242
2025-02-18 17:00 | 0.99618 | 1.1644 | 2.2825 | 3.3557 | 3.3557 | 3.3557 | 1.6565 | 1.6882 | 1.6882 | 1.8664 | 2.096 | 2.096
2025-02-18 18:00 | 1.1221 | 1.3117 | 2.5711 | 3.7799 | 3.7799 | 3.7799 | 1.9809 | 2.0188 | 2.0188 | 2.2319 | 2.5065 | 2.5065
2025-02-18 19:00 | 1.187 | 1.3875 | 2.7197 | 3.9985 | 3.9985 | 3.9985 | 2.2481 | 2.2911 | 2.2911 | 2.5329 | 2.8446 | 2.8446
2025-02-18 20:00 | 1.0916 | 1.276 | 2.5011 | 3.6771 | 3.6771 | 3.6771 | 2.2099 | 2.2522 | 2.2522 | 2.4899 | 2.7963 | 2.7963
2025-02-18 21:00 | 0.99237 | 1.16 | 2.2737 | 3.3428 | 3.3428 | 3.3428 | 1.9466 | 1.9838 | 1.9838 | 2.1932 | 2.4631 | 2.4631
2025-02-18 22:00 | 0.89313 | 1.044 | 2.0464 | 3.0085 | 3.0085 | 3.0085 | 1.6794 | 1.7115 | 1.7115 | 1.8922 | 2.125 | 2.125
2025-02-18 23:00 | 0.90458 | 1.0574 | 2.0726 | 3.0471 | 3.0471 | 3.0471 | 1.5534 | 1.5831 | 1.5831 | 1.7503 | 1.9656 | 1.9656
2025-02-19 | 0.82061 | 0.95922 | 1.8802 | 2.7642 | 2.7642 | 2.7642 | 1.4046 | 1.4314 | 1.4314 | 1.5825 | 1.7773 | 1.7773
2025-02-19 01:00 | 0.73282 | 0.85661 | 1.6791 | 2.4685 | 2.4685 | 2.4685 | 1.3053 | 1.3303 | 1.3303 | 1.4707 | 1.6517 | 1.6517
2025-02-19 02:00 | 0.76336 | 0.8923 | 1.749 | 2.5714 | 2.5714 | 2.5714 | 1.229 | 1.2525 | 1.2525 | 1.3847 | 1.5551 | 1.5551
2025-02-19 03:00 | 0.76336 | 0.8923 | 1.749 | 2.5714 | 2.5714 | 2.5714 | 1.2366 | 1.2603 | 1.2603 | 1.3933 | 1.5648 | 1.5648
2025-02-19 04:00 | 0.70992 | 0.82984 | 1.6266 | 2.3914 | 2.3914 | 2.3914 | 1.2786 | 1.3031 | 1.3031 | 1.4406 | 1.6179 | 1.6179
2025-02-19 05:00 | 0.78244 | 0.91461 | 1.7928 | 2.6357 | 2.6357 | 2.6357 | 1.4275 | 1.4548 | 1.4548 | 1.6083 | 1.8063 | 1.8063
2025-02-19 06:00 | 1.0458 | 1.2224 | 2.3962 | 3.5228 | 3.5228 | 3.5228 | 1.7634 | 1.7971 | 1.7971 | 1.9868 | 2.2313 | 2.2313
2025-02-19 07:00 | 1.1336 | 1.3251 | 2.5973 | 3.8185 | 3.8185 | 3.8185 | 2.1069 | 2.1472 | 2.1472 | 2.3738 | 2.6659 | 2.6659
2025-02-19 08:00 | 1.1565 | 1.3518 | 2.6498 | 3.8956 | 3.8956 | 3.8956 | 2.1183 | 2.1588 | 2.1588 | 2.3867 | 2.6804 | 2.6804
2025-02-19 09:00 | 1.2023 | 1.4054 | 2.7547 | 4.0499 | 4.0499 | 4.0499 | 1.9695 | 2.0071 | 2.0071 | 2.219 | 2.4921 | 2.4921
2025-02-19 10:00 | 1.1221 | 1.3117 | 2.5711 | 3.7799 | 3.7799 | 3.7799 | 1.626 | 1.657 | 1.657 | 1.832 | 2.0574 | 2.0574
2025-02-19 11:00 | 1 | 1.1689 | 2.2912 | 3.3685 | 3.3685 | 3.3685 | 0.9542 | 0.97245 | 0.97245 | 1.0751 | 1.2074 | 1.2074
2025-02-19 12:00 | 0.72901 | 0.85215 | 1.6703 | 2.4557 | 2.4557 | 2.4557 | 0.5687 | 0.57958 | 0.57958 | 0.64076 | 0.71961 | 0.71961
2025-02-19 13:00 | 0.83206 | 0.97261 | 1.9064 | 2.8028 | 2.8028 | 2.8028 | 0.76718 | 0.78185 | 0.78185 | 0.86437 | 0.97074 | 0.97074
2025-02-19 14:00 | 0.80153 | 0.93691 | 1.8365 | 2.7 | 2.7 | 2.7 | 0.68321 | 0.69627 | 0.69627 | 0.76977 | 0.86449 | 0.86449
2025-02-19 15:00 | 0.95802 | 1.1198 | 2.195 | 3.2271 | 3.2271 | 3.2271 | 1.0191 | 1.0386 | 1.0386 | 1.1482 | 1.2895 | 1.2895
2025-02-19 16:00 | 1.0687 | 1.2492 | 2.4486 | 3.5999 | 3.5999 | 3.5999 | 1.5496 | 1.5793 | 1.5793 | 1.746 | 1.9608 | 1.9608
2025-02-19 17:00 | 1.3053 | 1.5258 | 2.9908 | 4.3971 | 4.3971 | 4.3971 | 2.0802 | 2.1199 | 2.1199 | 2.3437 | 2.6321 | 2.6321
2025-02-19 18:00 | 1.2481 | 1.4589 | 2.8597 | 4.2042 | 4.2042 | 4.2042 | 2.1107 | 2.1511 | 2.1511 | 2.3781 | 2.6708 | 2.6708
2025-02-19 19:00 | 1.2214 | 1.4277 | 2.7985 | 4.1142 | 4.1142 | 4.1142 | 2.1336 | 2.1744 | 2.1744 | 2.4039 | 2.6997 | 2.6997
2025-02-19 20:00 | 1.1756 | 1.3741 | 2.6935 | 3.9599 | 3.9599 | 3.9599 | 2.1718 | 2.2133 | 2.2133 | 2.4469 | 2.748 | 2.748
2025-02-19 21:00 | 1.0878 | 1.2715 | 2.4924 | 3.6642 | 3.6642 | 3.6642 | 2.1603 | 2.2016 | 2.2016 | 2.434 | 2.7335 | 2.7335
2025-02-19 22:00 | 1.0191 | 1.1912 | 2.335 | 3.4328 | 3.4328 | 3.4328 | 1.8397 | 1.8749 | 1.8749 | 2.0728 | 2.3279 | 2.3279
2025-02-19 23:00 | 0.93511 | 1.0931 | 2.1426 | 3.1499 | 3.1499 | 3.1499 | 1.5802 | 1.6104 | 1.6104 | 1.7804 | 1.9994 | 1.9994
2025-02-20 | 0.92748 | 1.0841 | 2.1251 | 3.1242 | 3.1242 | 3.1242 | 1.4809 | 1.5092 | 1.5092 | 1.6685 | 1.8739 | 1.8739
2025-02-20 01:00 | 0.87023 | 1.0172 | 1.9939 | 2.9314 | 2.9314 | 2.9314 | 1.3855 | 1.412 | 1.412 | 1.561 | 1.7531 | 1.7531
2025-02-20 02:00 | 0.80534 | 0.94138 | 1.8452 | 2.7128 | 2.7128 | 2.7128 | 1.3244 | 1.3498 | 1.3498 | 1.4922 | 1.6759 | 1.6759
2025-02-20 03:00 | 0.77481 | 0.90568 | 1.7753 | 2.61 | 2.61 | 2.61 | 1.3244 | 1.3498 | 1.3498 | 1.4922 | 1.6759 | 1.6759
2025-02-20 04:00 | 0.76718 | 0.89676 | 1.7578 | 2.5842 | 2.5842 | 2.5842 | 1.2405 | 1.2642 | 1.2642 | 1.3976 | 1.5696 | 1.5696
2025-02-20 05:00 | 0.78244 | 0.91461 | 1.7928 | 2.6357 | 2.6357 | 2.6357 | 1.6183 | 1.6493 | 1.6493 | 1.8234 | 2.0477 | 2.0477
2025-02-20 06:00 | 1.0153 | 1.1868 | 2.3262 | 3.4199 | 3.4199 | 3.4199 | 1.7939 | 1.8282 | 1.8282 | 2.0212 | 2.2699 | 2.2699
2025-02-20 07:00 | 1.126 | 1.3161 | 2.5798 | 3.7928 | 3.7928 | 3.7928 | 2.2557 | 2.2989 | 2.2989 | 2.5415 | 2.8543 | 2.8543
2025-02-20 08:00 | 1.2405 | 1.45 | 2.8422 | 4.1785 | 4.1785 | 4.1785 | 2.2366 | 2.2794 | 2.2794 | 2.52 | 2.8301 | 2.8301
2025-02-20 09:00 | 1.2405 | 1.45 | 2.8422 | 4.1785 | 4.1785 | 4.1785 | 2.2405 | 2.2833 | 2.2833 | 2.5243 | 2.835 | 2.835
2025-02-20 10:00 | 1.229 | 1.4366 | 2.8159 | 4.1399 | 4.1399 | 4.1399 | 2.0229 | 2.0616 | 2.0616 | 2.2792 | 2.5597 | 2.5597
2025-02-20 11:00 | 1.2366 | 1.4455 | 2.8334 | 4.1656 | 4.1656 | 4.1656 | 1.7748 | 1.8088 | 1.8088 | 1.9997 | 2.2457 | 2.2457
2025-02-20 12:00 | 1.0076 | 1.1778 | 2.3087 | 3.3942 | 3.3942 | 3.3942 | 1.4046 | 1.4314 | 1.4314 | 1.5825 | 1.7773 | 1.7773
2025-02-20 13:00 | 0.79008 | 0.92353 | 1.8102 | 2.6614 | 2.6614 | 2.6614 | 0.85878 | 0.8752 | 0.8752 | 0.96758 | 1.0867 | 1.0867
2025-02-20 14:00 | 0.71756 | 0.83876 | 1.6441 | 2.4171 | 2.4171 | 2.4171 | 0.78244 | 0.79741 | 0.79741 | 0.88158 | 0.99006 | 0.99006
2025-02-20 15:00 | 0.84351 | 0.98599 | 1.9327 | 2.8414 | 2.8414 | 2.8414 | 0.98092 | 0.99968 | 0.99968 | 1.1052 | 1.2412 | 1.2412
2025-02-20 16:00 | 0.91221 | 1.0663 | 2.0901 | 3.0728 | 3.0728 | 3.0728 | 1.229 | 1.2525 | 1.2525 | 1.3847 | 1.5551 | 1.5551
2025-02-20 17:00 | 1.1107 | 1.2983 | 2.5448 | 3.7414 | 3.7414 | 3.7414 | 1.874 | 1.9099 | 1.9099 | 2.1115 | 2.3713 | 2.3713
2025-02-20 18:00 | 1.1489 | 1.3429 | 2.6323 | 3.8699 | 3.8699 | 3.8699 | 1.9924 | 2.0305 | 2.0305 | 2.2448 | 2.521 | 2.521
2025-02-20 19:00 | 1.2176 | 1.4232 | 2.7897 | 4.1014 | 4.1014 | 4.1014 | 2.0916 | 2.1316 | 2.1316 | 2.3566 | 2.6466 | 2.6466
2025-02-20 20:00 | 1.1679 | 1.3652 | 2.676 | 3.9342 | 3.9342 | 3.9342 | 2.0344 | 2.0733 | 2.0733 | 2.2921 | 2.5742 | 2.5742
2025-02-20 21:00 | 1.0878 | 1.2715 | 2.4924 | 3.6642 | 3.6642 | 3.6642 | 1.8321 | 1.8671 | 1.8671 | 2.0642 | 2.3182 | 2.3182
2025-02-20 22:00 | 0.9771 | 1.1421 | 2.2388 | 3.2914 | 3.2914 | 3.2914 | 1.6832 | 1.7154 | 1.7154 | 1.8965 | 2.1298 | 2.1298
2025-02-20 23:00 | 0.99618 | 1.1644 | 2.2825 | 3.3557 | 3.3557 | 3.3557 | 1.5534 | 1.5831 | 1.5831 | 1.7503 | 1.9656 | 1.9656
2025-02-21 | 0.9313 | 1.0886 | 2.1338 | 3.1371 | 3.1371 | 3.1371 | 1.458 | 1.4859 | 1.4859 | 1.6427 | 1.8449 | 1.8449
2025-02-21 01:00 | 0.85496 | 0.99937 | 1.9589 | 2.8799 | 2.8799 | 2.8799 | 1.2901 | 1.3147 | 1.3147 | 1.4535 | 1.6324 | 1.6324
2025-02-21 02:00 | 0.83588 | 0.97707 | 1.9152 | 2.8157 | 2.8157 | 2.8157 | 1.2595 | 1.2836 | 1.2836 | 1.4191 | 1.5938 | 1.5938
2025-02-21 03:00 | 0.83206 | 0.97261 | 1.9064 | 2.8028 | 2.8028 | 2.8028 | 1.1908 | 1.2136 | 1.2136 | 1.3417 | 1.5068 | 1.5068
2025-02-21 04:00 | 0.84351 | 0.98599 | 1.9327 | 2.8414 | 2.8414 | 2.8414 | 1.1718 | 1.1942 | 1.1942 | 1.3202 | 1.4827 | 1.4827
2025-02-21 05:00 | 0.84351 | 0.98599 | 1.9327 | 2.8414 | 2.8414 | 2.8414 | 1.5344 | 1.5637 | 1.5637 | 1.7287 | 1.9415 | 1.9415
2025-02-21 06:00 | 1.0573 | 1.2358 | 2.4224 | 3.5614 | 3.5614 | 3.5614 | 1.9313 | 1.9682 | 1.9682 | 2.176 | 2.4438 | 2.4438
2025-02-21 07:00 | 1.2061 | 1.4098 | 2.7635 | 4.0628 | 4.0628 | 4.0628 | 2.2176 | 2.26 | 2.26 | 2.4985 | 2.806 | 2.806
2025-02-21 08:00 | 1.1603 | 1.3563 | 2.6585 | 3.9085 | 3.9085 | 3.9085 | 2.042 | 2.081 | 2.081 | 2.3007 | 2.5838 | 2.5838
2025-02-21 09:00 | 0.99618 | 1.1644 | 2.2825 | 3.3557 | 3.3557 | 3.3557 | 1.3473 | 1.3731 | 1.3731 | 1.518 | 1.7048 | 1.7048
2025-02-21 10:00 | 0.90458 | 1.0574 | 2.0726 | 3.0471 | 3.0471 | 3.0471 | 0.9542 | 0.97245 | 0.97245 | 1.0751 | 1.2074 | 1.2074
2025-02-21 11:00 | 0.87405 | 1.0217 | 2.0026 | 2.9442 | 2.9442 | 2.9442 | 0.66412 | 0.67682 | 0.67682 | 0.74826 | 0.84034 | 0.84034
2025-02-21 12:00 | 0.87405 | 1.0217 | 2.0026 | 2.9442 | 2.9442 | 2.9442 | 0.44275 | 0.45122 | 0.45122 | 0.49884 | 0.56023 | 0.56023
2025-02-21 13:00 | 0.85878 | 1.0038 | 1.9677 | 2.8928 | 2.8928 | 2.8928 | 0.45802 | 0.46677 | 0.46677 | 0.51604 | 0.57955 | 0.57955
2025-02-21 14:00 | 0.97328 | 1.1377 | 2.23 | 3.2785 | 3.2785 | 3.2785 | 0.64885 | 0.66126 | 0.66126 | 0.73106 | 0.82103 | 0.82103
2025-02-21 15:00 | 1.0191 | 1.1912 | 2.335 | 3.4328 | 3.4328 | 3.4328 | 1.0916 | 1.1125 | 1.1125 | 1.2299 | 1.3813 | 1.3813
2025-02-21 16:00 | 1.0954 | 1.2804 | 2.5099 | 3.6899 | 3.6899 | 3.6899 | 1.4313 | 1.4587 | 1.4587 | 1.6126 | 1.8111 | 1.8111
2025-02-21 17:00 | 1.2786 | 1.4946 | 2.9296 | 4.3071 | 4.3071 | 4.3071 | 1.8855 | 1.9216 | 1.9216 | 2.1244 | 2.3858 | 2.3858
2025-02-21 18:00 | 1.3092 | 1.5303 | 2.9996 | 4.4099 | 4.4099 | 4.4099 | 2.2252 | 2.2677 | 2.2677 | 2.5071 | 2.8156 | 2.8156
2025-02-21 19:00 | 1.2405 | 1.45 | 2.8422 | 4.1785 | 4.1785 | 4.1785 | 2.1908 | 2.2327 | 2.2327 | 2.4684 | 2.7722 | 2.7722
2025-02-21 20:00 | 1.2137 | 1.4188 | 2.781 | 4.0885 | 4.0885 | 4.0885 | 1.9809 | 2.0188 | 2.0188 | 2.2319 | 2.5065 | 2.5065
2025-02-21 21:00 | 1.126 | 1.3161 | 2.5798 | 3.7928 | 3.7928 | 3.7928 | 1.8244 | 1.8593 | 1.8593 | 2.0556 | 2.3085 | 2.3085
2025-02-21 22:00 | 0.96183 | 1.1243 | 2.2038 | 3.2399 | 3.2399 | 3.2399 | 1.6985 | 1.731 | 1.731 | 1.9137 | 2.1492 | 2.1492
2025-02-21 23:00 | 0.98473 | 1.1511 | 2.2563 | 3.3171 | 3.3171 | 3.3171 | 1.7252 | 1.7582 | 1.7582 | 1.9438 | 2.183 | 2.183
2025-02-22 | 0.89695 | 1.0485 | 2.0551 | 3.0214 | 3.0214 | 3.0214 | 1.5725 | 1.6026 | 1.6026 | 1.7718 | 1.9898 | 1.9898
2025-02-22 01:00 | 0.85115 | 0.99491 | 1.9502 | 2.8671 | 2.8671 | 2.8671 | 1.3969 | 1.4237 | 1.4237 | 1.5739 | 1.7676 | 1.7676
2025-02-22 02:00 | 0.81298 | 0.9503 | 1.8627 | 2.7385 | 2.7385 | 2.7385 | 1.3359 | 1.3614 | 1.3614 | 1.5051 | 1.6903 | 1.6903
2025-02-22 03:00 | 0.79771 | 0.93245 | 1.8277 | 2.6871 | 2.6871 | 2.6871 | 1.2786 | 1.3031 | 1.3031 | 1.4406 | 1.6179 | 1.6179
2025-02-22 04:00 | 0.78244 | 0.91461 | 1.7928 | 2.6357 | 2.6357 | 2.6357 | 1.2595 | 1.2836 | 1.2836 | 1.4191 | 1.5938 | 1.5938
2025-02-22 05:00 | 0.80534 | 0.94138 | 1.8452 | 2.7128 | 2.7128 | 2.7128 | 1.2595 | 1.2836 | 1.2836 | 1.4191 | 1.5938 | 1.5938
2025-02-22 06:00 | 0.8855 | 1.0351 | 2.0289 | 2.9828 | 2.9828 | 2.9828 | 1.5534 | 1.5831 | 1.5831 | 1.7503 | 1.9656 | 1.9656
2025-02-22 07:00 | 0.9313 | 1.0886 | 2.1338 | 3.1371 | 3.1371 | 3.1371 | 1.5687 | 1.5987 | 1.5987 | 1.7675 | 1.985 | 1.985
2025-02-22 08:00 | 0.88931 | 1.0395 | 2.0376 | 2.9957 | 2.9957 | 2.9957 | 1.458 | 1.4859 | 1.4859 | 1.6427 | 1.8449 | 1.8449
2025-02-22 09:00 | 1 | 1.1689 | 2.2912 | 3.3685 | 3.3685 | 3.3685 | 1.2328 | 1.2564 | 1.2564 | 1.389 | 1.56 | 1.56
2025-02-22 10:00 | 1.0687 | 1.2492 | 2.4486 | 3.5999 | 3.5999 | 3.5999 | 1.5534 | 1.5831 | 1.5831 | 1.7503 | 1.9656 | 1.9656
2025-02-22 11:00 | 0.98092 | 1.1466 | 2.2475 | 3.3042 | 3.3042 | 3.3042 | 0.89313 | 0.91021 | 0.91021 | 1.0063 | 1.1301 | 1.1301
2025-02-22 12:00 | 1.0611 | 1.2403 | 2.4312 | 3.5742 | 3.5742 | 3.5742 | 1.1031 | 1.1241 | 1.1241 | 1.2428 | 1.3957 | 1.3957
2025-02-22 13:00 | 1.1794 | 1.3786 | 2.7023 | 3.9728 | 3.9728 | 3.9728 | 0.89695 | 0.9141 | 0.9141 | 1.0106 | 1.1349 | 1.1349
2025-02-22 14:00 | 0.85878 | 1.0038 | 1.9677 | 2.8928 | 2.8928 | 2.8928 | 0.51145 | 0.52123 | 0.52123 | 0.57625 | 0.64716 | 0.64716
2025-02-22 15:00 | 1.1718 | 1.3697 | 2.6848 | 3.9471 | 3.9471 | 3.9471 | 1.1298 | 1.1514 | 1.1514 | 1.2729 | 1.4296 | 1.4296
2025-02-22 16:00 | 1.1718 | 1.3697 | 2.6848 | 3.9471 | 3.9471 | 3.9471 | 1.3168 | 1.342 | 1.342 | 1.4836 | 1.6662 | 1.6662
2025-02-22 17:00 | 1.4237 | 1.6641 | 3.2619 | 4.7956 | 4.7956 | 4.7956 | 1.7863 | 1.8204 | 1.8204 | 2.0126 | 2.2602 | 2.2602
2025-02-22 18:00 | 1.3626 | 1.5928 | 3.122 | 4.5899 | 4.5899 | 4.5899 | 2.2519 | 2.295 | 2.295 | 2.5372 | 2.8494 | 2.8494
2025-02-22 19:00 | 1.374 | 1.6061 | 3.1483 | 4.6285 | 4.6285 | 4.6285 | 2.3244 | 2.3689 | 2.3689 | 2.6189 | 2.9412 | 2.9412
2025-02-22 20:00 | 1.2519 | 1.4634 | 2.8684 | 4.2171 | 4.2171 | 4.2171 | 2.2939 | 2.3378 | 2.3378 | 2.5845 | 2.9026 | 2.9026
2025-02-22 21:00 | 1.187 | 1.3875 | 2.7197 | 3.9985 | 3.9985 | 3.9985 | 2.0153 | 2.0538 | 2.0538 | 2.2706 | 2.55 | 2.55
2025-02-22 22:00 | 1.0992 | 1.2849 | 2.5186 | 3.7028 | 3.7028 | 3.7028 | 1.855 | 1.8904 | 1.8904 | 2.09 | 2.3472 | 2.3472
2025-02-22 23:00 | 1.0382 | 1.2135 | 2.3787 | 3.4971 | 3.4971 | 3.4971 | 1.7214 | 1.7543 | 1.7543 | 1.9395 | 2.1781 | 2.1781
2025-02-23 | 0.99618 | 1.1644 | 2.2825 | 3.3557 | 3.3557 | 3.3557 | 1.5802 | 1.6104 | 1.6104 | 1.7804 | 1.9994 | 1.9994
2025-02-23 01:00 | 0.8855 | 1.0351 | 2.0289 | 2.9828 | 2.9828 | 2.9828 | 1.4504 | 1.4781 | 1.4781 | 1.6341 | 1.8352 | 1.8352
2025-02-23 02:00 | 0.85115 | 0.99491 | 1.9502 | 2.8671 | 2.8671 | 2.8671 | 1.3588 | 1.3848 | 1.3848 | 1.5309 | 1.7193 | 1.7193
2025-02-23 03:00 | 0.82061 | 0.95922 | 1.8802 | 2.7642 | 2.7642 | 2.7642 | 1.3511 | 1.377 | 1.377 | 1.5223 | 1.7097 | 1.7097
2025-02-23 04:00 | 0.82443 | 0.96368 | 1.889 | 2.7771 | 2.7771 | 2.7771 | 1.3092 | 1.3342 | 1.3342 | 1.475 | 1.6565 | 1.6565
2025-02-23 05:00 | 0.84351 | 0.98599 | 1.9327 | 2.8414 | 2.8414 | 2.8414 | 1.3168 | 1.342 | 1.342 | 1.4836 | 1.6662 | 1.6662
2025-02-23 06:00 | 0.84733 | 0.99045 | 1.9414 | 2.8542 | 2.8542 | 2.8542 | 1.3473 | 1.3731 | 1.3731 | 1.518 | 1.7048 | 1.7048
2025-02-23 07:00 | 0.91603 | 1.0708 | 2.0988 | 3.0857 | 3.0857 | 3.0857 | 1.3855 | 1.412 | 1.412 | 1.561 | 1.7531 | 1.7531
2025-02-23 08:00 | 0.91603 | 1.0708 | 2.0988 | 3.0857 | 3.0857 | 3.0857 | 1.4656 | 1.4937 | 1.4937 | 1.6513 | 1.8546 | 1.8546
2025-02-23 09:00 | 0.9771 | 1.1421 | 2.2388 | 3.2914 | 3.2914 | 3.2914 | 1.4695 | 1.4976 | 1.4976 | 1.6556 | 1.8594 | 1.8594
2025-02-23 10:00 | 1.084 | 1.2671 | 2.4836 | 3.6514 | 3.6514 | 3.6514 | 1.3015 | 1.3264 | 1.3264 | 1.4664 | 1.6469 | 1.6469
2025-02-23 11:00 | 1.2634 | 1.4768 | 2.8946 | 4.2556 | 4.2556 | 4.2556 | 1.5725 | 1.6026 | 1.6026 | 1.7718 | 1.9898 | 1.9898
2025-02-23 12:00 | 1.2214 | 1.4277 | 2.7985 | 4.1142 | 4.1142 | 4.1142 | 1.4084 | 1.4353 | 1.4353 | 1.5868 | 1.7821 | 1.7821
2025-02-23 13:00 | 1.2939 | 1.5124 | 2.9646 | 4.3585 | 4.3585 | 4.3585 | 1.6718 | 1.7037 | 1.7037 | 1.8836 | 2.1154 | 2.1154
2025-02-23 14:00 | 1.2939 | 1.5124 | 2.9646 | 4.3585 | 4.3585 | 4.3585 | 1.6565 | 1.6882 | 1.6882 | 1.8664 | 2.096 | 2.096
2025-02-23 15:00 | 1.1221 | 1.3117 | 2.5711 | 3.7799 | 3.7799 | 3.7799 | 1.5191 | 1.5481 | 1.5481 | 1.7115 | 1.9222 | 1.9222
2025-02-23 16:00 | 1.3053 | 1.5258 | 2.9908 | 4.3971 | 4.3971 | 4.3971 | 1.5191 | 1.5481 | 1.5481 | 1.7115 | 1.9222 | 1.9222
2025-02-23 17:00 | 1.2214 | 1.4277 | 2.7985 | 4.1142 | 4.1142 | 4.1142 | 1.7863 | 1.8204 | 1.8204 | 2.0126 | 2.2602 | 2.2602
2025-02-23 18:00 | 1.2252 | 1.4321 | 2.8072 | 4.1271 | 4.1271 | 4.1271 | 2.1832 | 2.225 | 2.225 | 2.4598 | 2.7625 | 2.7625
2025-02-23 19:00 | 1.2176 | 1.4232 | 2.7897 | 4.1014 | 4.1014 | 4.1014 | 2.2977 | 2.3417 | 2.3417 | 2.5888 | 2.9074 | 2.9074
2025-02-23 20:00 | 1.1603 | 1.3563 | 2.6585 | 3.9085 | 3.9085 | 3.9085 | 2.0725 | 2.1122 | 2.1122 | 2.3351 | 2.6225 | 2.6225
2025-02-23 21:00 | 1.1603 | 1.3563 | 2.6585 | 3.9085 | 3.9085 | 3.9085 | 1.9351 | 1.9721 | 1.9721 | 2.1803 | 2.4486 | 2.4486
2025-02-23 22:00 | 1.0153 | 1.1868 | 2.3262 | 3.4199 | 3.4199 | 3.4199 | 1.874 | 1.9099 | 1.9099 | 2.1115 | 2.3713 | 2.3713
2025-02-23 23:00 | 1.0382 | 1.2135 | 2.3787 | 3.4971 | 3.4971 | 3.4971 | 1.7176 | 1.7504 | 1.7504 | 1.9352 | 2.1733 | 2.1733
2025-02-24 | 0.9542 | 1.1154 | 2.1863 | 3.2142 | 3.2142 | 3.2142 | 1.5802 | 1.6104 | 1.6104 | 1.7804 | 1.9994 | 1.9994
2025-02-24 01:00 | 0.87405 | 1.0217 | 2.0026 | 2.9442 | 2.9442 | 2.9442 | 1.4122 | 1.4392 | 1.4392 | 1.5911 | 1.7869 | 1.7869
2025-02-24 02:00 | 0.86641 | 1.0128 | 1.9852 | 2.9185 | 2.9185 | 2.9185 | 1.374 | 1.4003 | 1.4003 | 1.5481 | 1.7386 | 1.7386
2025-02-24 03:00 | 0.77863 | 0.91014 | 1.784 | 2.6228 | 2.6228 | 2.6228 | 1.3092 | 1.3342 | 1.3342 | 1.475 | 1.6565 | 1.6565
2025-02-24 04:00 | 0.80153 | 0.93691 | 1.8365 | 2.7 | 2.7 | 2.7 | 1.3092 | 1.3342 | 1.3342 | 1.475 | 1.6565 | 1.6565
2025-02-24 05:00 | 0.96565 | 1.1288 | 2.2125 | 3.2528 | 3.2528 | 3.2528 | 1.6069 | 1.6376 | 1.6376 | 1.8105 | 2.0332 | 2.0332
2025-02-24 06:00 | 1.0992 | 1.2849 | 2.5186 | 3.7028 | 3.7028 | 3.7028 | 1.9275 | 1.9643 | 1.9643 | 2.1717 | 2.4389 | 2.4389
2025-02-24 07:00 | 1.2634 | 1.4768 | 2.8946 | 4.2556 | 4.2556 | 4.2556 | 2.1985 | 2.2405 | 2.2405 | 2.477 | 2.7818 | 2.7818
2025-02-24 08:00 | 1.2748 | 1.4901 | 2.9209 | 4.2942 | 4.2942 | 4.2942 | 2.1756 | 2.2172 | 2.2172 | 2.4512 | 2.7529 | 2.7529
2025-02-24 09:00 | 1.271 | 1.4857 | 2.9121 | 4.2814 | 4.2814 | 4.2814 | 2.084 | 2.1238 | 2.1238 | 2.348 | 2.6369 | 2.6369
2025-02-24 10:00 | 1.1985 | 1.4009 | 2.746 | 4.0371 | 4.0371 | 4.0371 | 1.6832 | 1.7154 | 1.7154 | 1.8965 | 2.1298 | 2.1298
2025-02-24 11:00 | 1.3092 | 1.5303 | 2.9996 | 4.4099 | 4.4099 | 4.4099 | 1.7405 | 1.7737 | 1.7737 | 1.961 | 2.2023 | 2.2023
2025-02-24 12:00 | 1.1107 | 1.2983 | 2.5448 | 3.7414 | 3.7414 | 3.7414 | 1.2557 | 1.2797 | 1.2797 | 1.4148 | 1.5889 | 1.5889
2025-02-24 13:00 | 1.3969 | 1.6329 | 3.2007 | 4.7056 | 4.7056 | 4.7056 | 1.5229 | 1.552 | 1.552 | 1.7158 | 1.927 | 1.927
2025-02-24 14:00 | 1.3473 | 1.5749 | 3.087 | 4.5385 | 4.5385 | 4.5385 | 1.6718 | 1.7037 | 1.7037 | 1.8836 | 2.1154 | 2.1154
2025-02-24 15:00 | 1.5115 | 1.7668 | 3.4631 | 5.0913 | 5.0913 | 5.0913 | 2.0191 | 2.0577 | 2.0577 | 2.2749 | 2.5548 | 2.5548
2025-02-24 16:00 | 1.6221 | 1.8961 | 3.7167 | 5.4642 | 5.4642 | 5.4642 | 2.4809 | 2.5284 | 2.5284 | 2.7952 | 3.1392 | 3.1392
2025-02-24 17:00 | 1.771 | 2.0701 | 4.0578 | 5.9656 | 5.9656 | 5.9656 | 2.7634 | 2.8162 | 2.8162 | 3.1135 | 3.4966 | 3.4966
2025-02-24 18:00 | 1.771 | 2.0701 | 4.0578 | 5.9656 | 5.9656 | 5.9656 | 2.8053 | 2.859 | 2.859 | 3.1608 | 3.5497 | 3.5497
2025-02-24 19:00 | 1.6641 | 1.9452 | 3.8129 | 5.6056 | 5.6056 | 5.6056 | 2.7595 | 2.8123 | 2.8123 | 3.1092 | 3.4918 | 3.4918
2025-02-24 20:00 | 1.3817 | 1.6151 | 3.1657 | 4.6542 | 4.6542 | 4.6542 | 2.4618 | 2.5089 | 2.5089 | 2.7737 | 3.1151 | 3.1151
2025-02-24 21:00 | 1.1947 | 1.3964 | 2.7372 | 4.0242 | 4.0242 | 4.0242 | 2.0725 | 2.1122 | 2.1122 | 2.3351 | 2.6225 | 2.6225
2025-02-24 22:00 | 1.084 | 1.2671 | 2.4836 | 3.6514 | 3.6514 | 3.6514 | 1.9351 | 1.9721 | 1.9721 | 2.1803 | 2.4486 | 2.4486
2025-02-24 23:00 | 0.97328 | 1.1377 | 2.23 | 3.2785 | 3.2785 | 3.2785 | 1.6947 | 1.7271 | 1.7271 | 1.9094 | 2.1443 | 2.1443
2025-02-25 | 0.97328 | 1.1377 | 2.23 | 3.2785 | 3.2785 | 3.2785 | 1.5076 | 1.5365 | 1.5365 | 1.6986 | 1.9077 | 1.9077
2025-02-25 01:00 | 0.85878 | 1.0038 | 1.9677 | 2.8928 | 2.8928 | 2.8928 | 1.3626 | 1.3887 | 1.3887 | 1.5352 | 1.7242 | 1.7242
2025-02-25 02:00 | 0.83206 | 0.97261 | 1.9064 | 2.8028 | 2.8028 | 2.8028 | 1.2901 | 1.3147 | 1.3147 | 1.4535 | 1.6324 | 1.6324
2025-02-25 03:00 | 0.83206 | 0.97261 | 1.9064 | 2.8028 | 2.8028 | 2.8028 | 1.2595 | 1.2836 | 1.2836 | 1.4191 | 1.5938 | 1.5938
2025-02-25 04:00 | 0.80916 | 0.94584 | 1.854 | 2.7257 | 2.7257 | 2.7257 | 1.2443 | 1.2681 | 1.2681 | 1.4019 | 1.5744 | 1.5744
2025-02-25 05:00 | 0.92748 | 1.0841 | 2.1251 | 3.1242 | 3.1242 | 3.1242 | 1.4542 | 1.482 | 1.482 | 1.6384 | 1.8401 | 1.8401
2025-02-25 06:00 | 1.1221 | 1.3117 | 2.5711 | 3.7799 | 3.7799 | 3.7799 | 1.8092 | 1.8438 | 1.8438 | 2.0384 | 2.2892 | 2.2892
2025-02-25 07:00 | 1.2137 | 1.4188 | 2.781 | 4.0885 | 4.0885 | 4.0885 | 2.2481 | 2.2911 | 2.2911 | 2.5329 | 2.8446 | 2.8446
2025-02-25 08:00 | 1.2901 | 1.508 | 2.9559 | 4.3456 | 4.3456 | 4.3456 | 2.1947 | 2.2366 | 2.2366 | 2.4727 | 2.777 | 2.777
2025-02-25 09:00 | 1.271 | 1.4857 | 2.9121 | 4.2814 | 4.2814 | 4.2814 | 1.9962 | 2.0344 | 2.0344 | 2.2491 | 2.5259 | 2.5259
2025-02-25 10:00 | 1.2099 | 1.4143 | 2.7722 | 4.0756 | 4.0756 | 4.0756 | 1.8511 | 1.8865 | 1.8865 | 2.0857 | 2.3423 | 2.3423
2025-02-25 11:00 | 1.3206 | 1.5437 | 3.0258 | 4.4485 | 4.4485 | 4.4485 | 1.8282 | 1.8632 | 1.8632 | 2.0599 | 2.3134 | 2.3134
2025-02-25 12:00 | 1.3168 | 1.5392 | 3.0171 | 4.4356 | 4.4356 | 4.4356 | 1.7824 | 1.8165 | 1.8165 | 2.0083 | 2.2554 | 2.2554
2025-02-25 13:00 | 1.2252 | 1.4321 | 2.8072 | 4.1271 | 4.1271 | 4.1271 | 1.6527 | 1.6843 | 1.6843 | 1.8621 | 2.0912 | 2.0912
2025-02-25 14:00 | 1.1908 | 1.392 | 2.7285 | 4.0114 | 4.0114 | 4.0114 | 1.3893 | 1.4159 | 1.4159 | 1.5653 | 1.758 | 1.758
2025-02-25 15:00 | 0.93893 | 1.0975 | 2.1513 | 3.1628 | 3.1628 | 3.1628 | 1.1031 | 1.1241 | 1.1241 | 1.2428 | 1.3957 | 1.3957
2025-02-25 16:00 | 1.1412 | 1.334 | 2.6148 | 3.8442 | 3.8442 | 3.8442 | 1.4771 | 1.5053 | 1.5053 | 1.6642 | 1.869 | 1.869
2025-02-25 17:00 | 1.3473 | 1.5749 | 3.087 | 4.5385 | 4.5385 | 4.5385 | 1.9351 | 1.9721 | 1.9721 | 2.1803 | 2.4486 | 2.4486
2025-02-25 18:00 | 1.3664 | 1.5972 | 3.1308 | 4.6028 | 4.6028 | 4.6028 | 2.1412 | 2.1822 | 2.1822 | 2.4125 | 2.7094 | 2.7094
2025-02-25 19:00 | 1.2977 | 1.5169 | 2.9734 | 4.3713 | 4.3713 | 4.3713 | 2.2061 | 2.2483 | 2.2483 | 2.4856 | 2.7915 | 2.7915
2025-02-25 20:00 | 1.1298 | 1.3206 | 2.5886 | 3.8056 | 3.8056 | 3.8056 | 2.1145 | 2.1549 | 2.1549 | 2.3824 | 2.6756 | 2.6756
2025-02-25 21:00 | 1.0878 | 1.2715 | 2.4924 | 3.6642 | 3.6642 | 3.6642 | 1.9427 | 1.9799 | 1.9799 | 2.1889 | 2.4582 | 2.4582
2025-02-25 22:00 | 0.94275 | 1.102 | 2.1601 | 3.1757 | 3.1757 | 3.1757 | 1.7443 | 1.7776 | 1.7776 | 1.9653 | 2.2071 | 2.2071
2025-02-25 23:00 | 0.94275 | 1.102 | 2.1601 | 3.1757 | 3.1757 | 3.1757 | 1.5725 | 1.6026 | 1.6026 | 1.7718 | 1.9898 | 1.9898
2025-02-26 | 0.94275 | 1.102 | 2.1601 | 3.1757 | 3.1757 | 3.1757 | 1.4962 | 1.5248 | 1.5248 | 1.6857 | 1.8932 | 1.8932
2025-02-26 01:00 | 0.83969 | 0.98153 | 1.9239 | 2.8285 | 2.8285 | 2.8285 | 1.4008 | 1.4276 | 1.4276 | 1.5782 | 1.7725 | 1.7725
2025-02-26 02:00 | 0.82061 | 0.95922 | 1.8802 | 2.7642 | 2.7642 | 2.7642 | 1.3435 | 1.3692 | 1.3692 | 1.5137 | 1.7 | 1.7
2025-02-26 03:00 | 0.81298 | 0.9503 | 1.8627 | 2.7385 | 2.7385 | 2.7385 | 1.2443 | 1.2681 | 1.2681 | 1.4019 | 1.5744 | 1.5744
2025-02-26 04:00 | 0.77099 | 0.90122 | 1.7665 | 2.5971 | 2.5971 | 2.5971 | 1.2137 | 1.237 | 1.237 | 1.3675 | 1.5358 | 1.5358
2025-02-26 05:00 | 0.85115 | 0.99491 | 1.9502 | 2.8671 | 2.8671 | 2.8671 | 1.3626 | 1.3887 | 1.3887 | 1.5352 | 1.7242 | 1.7242
2025-02-26 06:00 | 1.0496 | 1.2269 | 2.4049 | 3.5356 | 3.5356 | 3.5356 | 1.855 | 1.8904 | 1.8904 | 2.09 | 2.3472 | 2.3472
2025-02-26 07:00 | 1.1985 | 1.4009 | 2.746 | 4.0371 | 4.0371 | 4.0371 | 2.0229 | 2.0616 | 2.0616 | 2.2792 | 2.5597 | 2.5597
2025-02-26 08:00 | 1.2061 | 1.4098 | 2.7635 | 4.0628 | 4.0628 | 4.0628 | 1.9466 | 1.9838 | 1.9838 | 2.1932 | 2.4631 | 2.4631
2025-02-26 09:00 | 0.98855 | 1.1555 | 2.265 | 3.3299 | 3.3299 | 3.3299 | 1.5725 | 1.6026 | 1.6026 | 1.7718 | 1.9898 | 1.9898
2025-02-26 10:00 | 1.0496 | 1.2269 | 2.4049 | 3.5356 | 3.5356 | 3.5356 | 1.2977 | 1.3225 | 1.3225 | 1.4621 | 1.6421 | 1.6421
2025-02-26 11:00 | 0.98855 | 1.1555 | 2.265 | 3.3299 | 3.3299 | 3.3299 | 1.0458 | 1.0658 | 1.0658 | 1.1783 | 1.3233 | 1.3233
2025-02-26 12:00 | 0.9771 | 1.1421 | 2.2388 | 3.2914 | 3.2914 | 3.2914 | 0.92748 | 0.94522 | 0.94522 | 1.045 | 1.1736 | 1.1736
2025-02-26 13:00 | 1.1221 | 1.3117 | 2.5711 | 3.7799 | 3.7799 | 3.7799 | 1.0763 | 1.0969 | 1.0969 | 1.2127 | 1.3619 | 1.3619
2025-02-26 14:00 | 1.3588 | 1.5883 | 3.1133 | 4.5771 | 4.5771 | 4.5771 | 1.5534 | 1.5831 | 1.5831 | 1.7503 | 1.9656 | 1.9656
2025-02-26 15:00 | 1.584 | 1.8515 | 3.6292 | 5.3356 | 5.3356 | 5.3356 | 2.2824 | 2.3261 | 2.3261 | 2.5716 | 2.8881 | 2.8881
2025-02-26 16:00 | 1.8168 | 2.1237 | 4.1627 | 6.1199 | 6.1199 | 6.1199 | 2.7099 | 2.7617 | 2.7617 | 3.0533 | 3.429 | 3.429
2025-02-26 17:00 | 2.0649 | 2.4137 | 4.7311 | 6.9556 | 6.9556 | 6.9556 | 2.9084 | 2.964 | 2.964 | 3.2769 | 3.6801 | 3.6801
2025-02-26 18:00 | 1.9847 | 2.32 | 4.5475 | 6.6856 | 6.6856 | 6.6856 | 3.0802 | 3.1391 | 3.1391 | 3.4704 | 3.8975 | 3.8975
2025-02-26 19:00 | 1.7519 | 2.0478 | 4.014 | 5.9013 | 5.9013 | 5.9013 | 2.8473 | 2.9018 | 2.9018 | 3.2081 | 3.6029 | 3.6029
2025-02-26 20:00 | 1.5725 | 1.8381 | 3.603 | 5.297 | 5.297 | 5.297 | 2.7519 | 2.8045 | 2.8045 | 3.1006 | 3.4821 | 3.4821
2025-02-26 21:00 | 1.4542 | 1.6998 | 3.3319 | 4.8985 | 4.8985 | 4.8985 | 2.4733 | 2.5206 | 2.5206 | 2.7866 | 3.1296 | 3.1296
2025-02-26 22:00 | 1.2137 | 1.4188 | 2.781 | 4.0885 | 4.0885 | 4.0885 | 2.126 | 2.1666 | 2.1666 | 2.3953 | 2.6901 | 2.6901
2025-02-26 23:00 | 1.042 | 1.218 | 2.3874 | 3.5099 | 3.5099 | 3.5099 | 2.0458 | 2.0849 | 2.0849 | 2.305 | 2.5886 | 2.5886
2025-02-27 | 0.96183 | 1.1243 | 2.2038 | 3.2399 | 3.2399 | 3.2399 | 1.6565 | 1.6882 | 1.6882 | 1.8664 | 2.096 | 2.096
2025-02-27 01:00 | 0.89695 | 1.0485 | 2.0551 | 3.0214 | 3.0214 | 3.0214 | 1.5382 | 1.5676 | 1.5676 | 1.733 | 1.9463 | 1.9463
2025-02-27 02:00 | 0.89313 | 1.044 | 2.0464 | 3.0085 | 3.0085 | 3.0085 | 1.4122 | 1.4392 | 1.4392 | 1.5911 | 1.7869 | 1.7869
2025-02-27 03:00 | 0.8855 | 1.0351 | 2.0289 | 2.9828 | 2.9828 | 2.9828 | 1.3511 | 1.377 | 1.377 | 1.5223 | 1.7097 | 1.7097
2025-02-27 04:00 | 0.8855 | 1.0351 | 2.0289 | 2.9828 | 2.9828 | 2.9828 | 1.3168 | 1.342 | 1.342 | 1.4836 | 1.6662 | 1.6662
2025-02-27 05:00 | 0.97328 | 1.1377 | 2.23 | 3.2785 | 3.2785 | 3.2785 | 1.584 | 1.6143 | 1.6143 | 1.7847 | 2.0043 | 2.0043
2025-02-27 06:00 | 1.1183 | 1.3072 | 2.5623 | 3.7671 | 3.7671 | 3.7671 | 1.9046 | 1.941 | 1.941 | 2.1459 | 2.41 | 2.41
2025-02-27 07:00 | 1.1603 | 1.3563 | 2.6585 | 3.9085 | 3.9085 | 3.9085 | 2.2023 | 2.2444 | 2.2444 | 2.4813 | 2.7867 | 2.7867
2025-02-27 08:00 | 1.2252 | 1.4321 | 2.8072 | 4.1271 | 4.1271 | 4.1271 | 2.1679 | 2.2094 | 2.2094 | 2.4426 | 2.7432 | 2.7432
2025-02-27 09:00 | 1.313 | 1.5348 | 3.0083 | 4.4228 | 4.4228 | 4.4228 | 1.874 | 1.9099 | 1.9099 | 2.1115 | 2.3713 | 2.3713
2025-02-27 10:00 | 1.2176 | 1.4232 | 2.7897 | 4.1014 | 4.1014 | 4.1014 | 1.542 | 1.5715 | 1.5715 | 1.7373 | 1.9511 | 1.9511
2025-02-27 11:00 | 1.4313 | 1.6731 | 3.2794 | 4.8213 | 4.8213 | 4.8213 | 1.4618 | 1.4898 | 1.4898 | 1.647 | 1.8497 | 1.8497
2025-02-27 12:00 | 1.6336 | 1.9095 | 3.7429 | 5.5028 | 5.5028 | 5.5028 | 2.0153 | 2.0538 | 2.0538 | 2.2706 | 2.55 | 2.55
2025-02-27 13:00 | 1.9466 | 2.2754 | 4.46 | 6.557 | 6.557 | 6.557 | 2.4809 | 2.5284 | 2.5284 | 2.7952 | 3.1392 | 3.1392
2025-02-27 14:00 | 1.7443 | 2.0389 | 3.9965 | 5.8756 | 5.8756 | 5.8756 | 2.1908 | 2.2327 | 2.2327 | 2.4684 | 2.7722 | 2.7722
2025-02-27 15:00 | 1.8053 | 2.1103 | 4.1365 | 6.0813 | 6.0813 | 6.0813 | 2.5611 | 2.61 | 2.61 | 2.8855 | 3.2406 | 3.2406
2025-02-27 16:00 | 2.229 | 2.6055 | 5.1072 | 7.5084 | 7.5084 | 7.5084 | 3.355 | 3.4191 | 3.4191 | 3.78 | 4.2452 | 4.2452
2025-02-27 17:00 | 2.0534 | 2.4003 | 4.7049 | 6.917 | 6.917 | 6.917 | 3.4237 | 3.4891 | 3.4891 | 3.8574 | 4.3321 | 4.3321
2025-02-27 18:00 | 2.0725 | 2.4226 | 4.7486 | 6.9813 | 6.9813 | 6.9813 | 3.4809 | 3.5475 | 3.5475 | 3.9219 | 4.4046 | 4.4046
2025-02-27 19:00 | 2.042 | 2.3869 | 4.6787 | 6.8784 | 6.8784 | 6.8784 | 3.2672 | 3.3297 | 3.3297 | 3.6811 | 4.1341 | 4.1341
2025-02-27 20:00 | 1.8206 | 2.1281 | 4.1714 | 6.1327 | 6.1327 | 6.1327 | 2.8702 | 2.9251 | 2.9251 | 3.2339 | 3.6318 | 3.6318
2025-02-27 21:00 | 1.584 | 1.8515 | 3.6292 | 5.3356 | 5.3356 | 5.3356 | 2.687 | 2.7384 | 2.7384 | 3.0275 | 3.4 | 3.4
2025-02-27 22:00 | 1.3893 | 1.624 | 3.1832 | 4.6799 | 4.6799 | 4.6799 | 2.3817 | 2.4272 | 2.4272 | 2.6834 | 3.0137 | 3.0137
2025-02-27 23:00 | 1.1298 | 1.3206 | 2.5886 | 3.8056 | 3.8056 | 3.8056 | 2.1374 | 2.1783 | 2.1783 | 2.4082 | 2.7046 | 2.7046
2025-02-28 | 1.0725 | 1.2537 | 2.4574 | 3.6128 | 3.6128 | 3.6128 | 1.7557 | 1.7893 | 1.7893 | 1.9782 | 2.2216 | 2.2216
2025-02-28 01:00 | 1.0038 | 1.1734 | 2.3 | 3.3814 | 3.3814 | 3.3814 | 1.6183 | 1.6493 | 1.6493 | 1.8234 | 2.0477 | 2.0477
2025-02-28 02:00 | 0.95038 | 1.1109 | 2.1775 | 3.2014 | 3.2014 | 3.2014 | 1.5534 | 1.5831 | 1.5831 | 1.7503 | 1.9656 | 1.9656
2025-02-28 03:00 | 0.89313 | 1.044 | 2.0464 | 3.0085 | 3.0085 | 3.0085 | 1.4466 | 1.4742 | 1.4742 | 1.6298 | 1.8304 | 1.8304
2025-02-28 04:00 | 0.85878 | 1.0038 | 1.9677 | 2.8928 | 2.8928 | 2.8928 | 1.3779 | 1.4042 | 1.4042 | 1.5524 | 1.7435 | 1.7435
2025-02-28 05:00 | 0.99237 | 1.16 | 2.2737 | 3.3428 | 3.3428 | 3.3428 | 1.626 | 1.657 | 1.657 | 1.832 | 2.0574 | 2.0574
2025-02-28 06:00 | 1.187 | 1.3875 | 2.7197 | 3.9985 | 3.9985 | 3.9985 | 2.0076 | 2.046 | 2.046 | 2.262 | 2.5404 | 2.5404
2025-02-28 07:00 | 1.2023 | 1.4054 | 2.7547 | 4.0499 | 4.0499 | 4.0499 | 2.2252 | 2.2677 | 2.2677 | 2.5071 | 2.8156 | 2.8156
2025-02-28 08:00 | 1.4046 | 1.6418 | 3.2182 | 4.7313 | 4.7313 | 4.7313 | 2.5649 | 2.6139 | 2.6139 | 2.8898 | 3.2455 | 3.2455
2025-02-28 09:00 | 1.2748 | 1.4901 | 2.9209 | 4.2942 | 4.2942 | 4.2942 | 2.3015 | 2.3455 | 2.3455 | 2.5931 | 2.9122 | 2.9122
2025-02-28 10:00 | 1.2366 | 1.4455 | 2.8334 | 4.1656 | 4.1656 | 4.1656 | 1.7405 | 1.7737 | 1.7737 | 1.961 | 2.2023 | 2.2023
2025-02-28 11:00 | 1.4122 | 1.6508 | 3.2357 | 4.7571 | 4.7571 | 4.7571 | 1.6679 | 1.6998 | 1.6998 | 1.8793 | 2.1105 | 2.1105
2025-02-28 12:00 | 1.7366 | 2.03 | 3.979 | 5.8499 | 5.8499 | 5.8499 | 2.6603 | 2.7112 | 2.7112 | 2.9974 | 3.3662 | 3.3662
2025-02-28 13:00 | 1.6947 | 1.9809 | 3.8829 | 5.7085 | 5.7085 | 5.7085 | 2.271 | 2.3144 | 2.3144 | 2.5587 | 2.8736 | 2.8736
2025-02-28 14:00 | 1.4618 | 1.7088 | 3.3494 | 4.9242 | 4.9242 | 4.9242 | 2.0802 | 2.1199 | 2.1199 | 2.3437 | 2.6321 | 2.6321
2025-02-28 15:00 | 1.8473 | 2.1594 | 4.2327 | 6.2227 | 6.2227 | 6.2227 | 2.9275 | 2.9835 | 2.9835 | 3.2984 | 3.7043 | 3.7043
2025-02-28 16:00 | 1.9695 | 2.3021 | 4.5125 | 6.6342 | 6.6342 | 6.6342 | 3.5305 | 3.5981 | 3.5981 | 3.9778 | 4.4674 | 4.4674
2025-02-28 17:00 | 1.8626 | 2.1772 | 4.2676 | 6.2742 | 6.2742 | 6.2742 | 3.1527 | 3.213 | 3.213 | 3.5521 | 3.9892 | 3.9892
2025-02-28 18:00 | 1.7863 | 2.088 | 4.0927 | 6.017 | 6.017 | 6.017 | 2.8588 | 2.9135 | 2.9135 | 3.221 | 3.6173 | 3.6173
2025-02-28 19:00 | 1.6527 | 1.9318 | 3.7867 | 5.567 | 5.567 | 5.567 | 2.7252 | 2.7773 | 2.7773 | 3.0705 | 3.4483 | 3.4483
2025-02-28 20:00 | 1.4924 | 1.7444 | 3.4194 | 5.0271 | 5.0271 | 5.0271 | 2.4275 | 2.4739 | 2.4739 | 2.735 | 3.0716 | 3.0716
2025-02-28 21:00 | 1.2863 | 1.5035 | 2.9471 | 4.3328 | 4.3328 | 4.3328 | 2.1679 | 2.2094 | 2.2094 | 2.4426 | 2.7432 | 2.7432
2025-02-28 22:00 | 1.1031 | 1.2894 | 2.5274 | 3.7156 | 3.7156 | 3.7156 | 1.9618 | 1.9994 | 1.9994 | 2.2104 | 2.4824 | 2.4824
2025-02-28 23:00 | 1.1221 | 1.3117 | 2.5711 | 3.7799 | 3.7799 | 3.7799 | 1.8397 | 1.8749 | 1.8749 | 2.0728 | 2.3279 | 2.3279
2025-03-01 | 0.96947 | 1.1332 | 2.2213 | 3.2657 | 3.2657 | 3.2657 | 1.6641 | 1.6959 | 1.6959 | 1.875 | 2.1057 | 2.1057
2025-03-01 01:00 | 0.88931 | 1.0395 | 2.0376 | 2.9957 | 2.9957 | 2.9957 | 1.5878 | 1.6182 | 1.6182 | 1.789 | 2.0091 | 2.0091
2025-03-01 02:00 | 0.85115 | 0.99491 | 1.9502 | 2.8671 | 2.8671 | 2.8671 | 1.355 | 1.3809 | 1.3809 | 1.5266 | 1.7145 | 1.7145
2025-03-01 03:00 | 0.83588 | 0.97707 | 1.9152 | 2.8157 | 2.8157 | 2.8157 | 1.3244 | 1.3498 | 1.3498 | 1.4922 | 1.6759 | 1.6759
2025-03-01 04:00 | 0.77863 | 0.91014 | 1.784 | 2.6228 | 2.6228 | 2.6228 | 1.2672 | 1.2914 | 1.2914 | 1.4277 | 1.6034 | 1.6034
2025-03-01 05:00 | 0.80153 | 0.93691 | 1.8365 | 2.7 | 2.7 | 2.7 | 1.3244 | 1.3498 | 1.3498 | 1.4922 | 1.6759 | 1.6759
2025-03-01 06:00 | 0.87786 | 1.0261 | 2.0114 | 2.9571 | 2.9571 | 2.9571 | 1.4733 | 1.5015 | 1.5015 | 1.6599 | 1.8642 | 1.8642
2025-03-01 07:00 | 0.87786 | 1.0261 | 2.0114 | 2.9571 | 2.9571 | 2.9571 | 1.5534 | 1.5831 | 1.5831 | 1.7503 | 1.9656 | 1.9656
2025-03-01 08:00 | 0.87786 | 1.0261 | 2.0114 | 2.9571 | 2.9571 | 2.9571 | 1.5305 | 1.5598 | 1.5598 | 1.7244 | 1.9367 | 1.9367
2025-03-01 09:00 | 0.81298 | 0.9503 | 1.8627 | 2.7385 | 2.7385 | 2.7385 | 1.2824 | 1.307 | 1.307 | 1.4449 | 1.6227 | 1.6227
2025-03-01 10:00 | 0.66794 | 0.78076 | 1.5304 | 2.25 | 2.25 | 2.25 | 0.90458 | 0.92188 | 0.92188 | 1.0192 | 1.1446 | 1.1446
2025-03-01 11:00 | 0.72901 | 0.85215 | 1.6703 | 2.4557 | 2.4557 | 2.4557 | 0.82443 | 0.84019 | 0.84019 | 0.92888 | 1.0432 | 1.0432
2025-03-01 12:00 | 0.67939 | 0.79415 | 1.5566 | 2.2885 | 2.2885 | 2.2885 | 0.62977 | 0.64181 | 0.64181 | 0.70956 | 0.79688 | 0.79688
2025-03-01 13:00 | 0.85878 | 1.0038 | 1.9677 | 2.8928 | 2.8928 | 2.8928 | 0.79389 | 0.80908 | 0.80908 | 0.89448 | 1.0046 | 1.0046
2025-03-01 14:00 | 0.95802 | 1.1198 | 2.195 | 3.2271 | 3.2271 | 3.2271 | 0.94275 | 0.96078 | 0.96078 | 1.0622 | 1.1929 | 1.1929
2025-03-01 15:00 | 1.0916 | 1.276 | 2.5011 | 3.6771 | 3.6771 | 3.6771 | 1.3893 | 1.4159 | 1.4159 | 1.5653 | 1.758 | 1.758
2025-03-01 16:00 | 1.3969 | 1.6329 | 3.2007 | 4.7056 | 4.7056 | 4.7056 | 2.0038 | 2.0421 | 2.0421 | 2.2577 | 2.5355 | 2.5355
2025-03-01 17:00 | 1.5878 | 1.856 | 3.638 | 5.3485 | 5.3485 | 5.3485 | 2.6069 | 2.6567 | 2.6567 | 2.9372 | 3.2986 | 3.2986
2025-03-01 18:00 | 1.6794 | 1.9631 | 3.8479 | 5.657 | 5.657 | 5.657 | 2.687 | 2.7384 | 2.7384 | 3.0275 | 3.4 | 3.4
2025-03-01 19:00 | 1.6069 | 1.8783 | 3.6817 | 5.4128 | 5.4128 | 5.4128 | 2.5878 | 2.6373 | 2.6373 | 2.9157 | 3.2744 | 3.2744
2025-03-01 20:00 | 1.3969 | 1.6329 | 3.2007 | 4.7056 | 4.7056 | 4.7056 | 2.374 | 2.4194 | 2.4194 | 2.6748 | 3.004 | 3.004
2025-03-01 21:00 | 1.271 | 1.4857 | 2.9121 | 4.2814 | 4.2814 | 4.2814 | 2.229 | 2.2716 | 2.2716 | 2.5114 | 2.8205 | 2.8205
2025-03-01 22:00 | 1.0687 | 1.2492 | 2.4486 | 3.5999 | 3.5999 | 3.5999 | 1.9771 | 2.0149 | 2.0149 | 2.2276 | 2.5017 | 2.5017
2025-03-01 23:00 | 1.0382 | 1.2135 | 2.3787 | 3.4971 | 3.4971 | 3.4971 | 1.813 | 1.8476 | 1.8476 | 2.0427 | 2.294 | 2.294
2025-03-02 | 0.94275 | 1.102 | 2.1601 | 3.1757 | 3.1757 | 3.1757 | 1.626 | 1.657 | 1.657 | 1.832 | 2.0574 | 2.0574
2025-03-02 01:00 | 0.84351 | 0.98599 | 1.9327 | 2.8414 | 2.8414 | 2.8414 | 1.4542 | 1.482 | 1.482 | 1.6384 | 1.8401 | 1.8401
2025-03-02 02:00 | 0.84351 | 0.98599 | 1.9327 | 2.8414 | 2.8414 | 2.8414 | 1.3206 | 1.3459 | 1.3459 | 1.4879 | 1.671 | 1.671
2025-03-02 03:00 | 0.79771 | 0.93245 | 1.8277 | 2.6871 | 2.6871 | 2.6871 | 1.3969 | 1.4237 | 1.4237 | 1.5739 | 1.7676 | 1.7676
2025-03-02 04:00 | 0.75954 | 0.88784 | 1.7403 | 2.5585 | 2.5585 | 2.5585 | 1.2977 | 1.3225 | 1.3225 | 1.4621 | 1.6421 | 1.6421
2025-03-02 05:00 | 0.85115 | 0.99491 | 1.9502 | 2.8671 | 2.8671 | 2.8671 | 1.2557 | 1.2797 | 1.2797 | 1.4148 | 1.5889 | 1.5889
2025-03-02 06:00 | 0.85878 | 1.0038 | 1.9677 | 2.8928 | 2.8928 | 2.8928 | 1.4008 | 1.4276 | 1.4276 | 1.5782 | 1.7725 | 1.7725
2025-03-02 07:00 | 0.90458 | 1.0574 | 2.0726 | 3.0471 | 3.0471 | 3.0471 | 1.4504 | 1.4781 | 1.4781 | 1.6341 | 1.8352 | 1.8352
2025-03-02 08:00 | 0.90458 | 1.0574 | 2.0726 | 3.0471 | 3.0471 | 3.0471 | 1.458 | 1.4859 | 1.4859 | 1.6427 | 1.8449 | 1.8449
2025-03-02 09:00 | 0.82061 | 0.95922 | 1.8802 | 2.7642 | 2.7642 | 2.7642 | 1.3282 | 1.3536 | 1.3536 | 1.4965 | 1.6807 | 1.6807
2025-03-02 10:00 | 0.72901 | 0.85215 | 1.6703 | 2.4557 | 2.4557 | 2.4557 | 0.71756 | 0.73128 | 0.73128 | 0.80847 | 0.90796 | 0.90796
2025-03-02 11:00 | 0.83969 | 0.98153 | 1.9239 | 2.8285 | 2.8285 | 2.8285 | 0.51908 | 0.52901 | 0.52901 | 0.58485 | 0.65682 | 0.65682
2025-03-02 12:00 | 0.87786 | 1.0261 | 2.0114 | 2.9571 | 2.9571 | 2.9571 | 0.51527 | 0.52512 | 0.52512 | 0.58055 | 0.65199 | 0.65199
2025-03-02 13:00 | 1.0305 | 1.2046 | 2.3612 | 3.4714 | 3.4714 | 3.4714 | 0.70992 | 0.7235 | 0.7235 | 0.79987 | 0.8983 | 0.8983
2025-03-02 14:00 | 1.2481 | 1.4589 | 2.8597 | 4.2042 | 4.2042 | 4.2042 | 1.2595 | 1.2836 | 1.2836 | 1.4191 | 1.5938 | 1.5938
2025-03-02 15:00 | 1.458 | 1.7043 | 3.3407 | 4.9113 | 4.9113 | 4.9113 | 2.1908 | 2.2327 | 2.2327 | 2.4684 | 2.7722 | 2.7722
2025-03-02 16:00 | 1.4885 | 1.74 | 3.4106 | 5.0142 | 5.0142 | 5.0142 | 2.3435 | 2.3883 | 2.3883 | 2.6404 | 2.9654 | 2.9654
2025-03-02 17:00 | 1.4885 | 1.74 | 3.4106 | 5.0142 | 5.0142 | 5.0142 | 2.5076 | 2.5556 | 2.5556 | 2.8253 | 3.173 | 3.173
2025-03-02 18:00 | 1.4237 | 1.6641 | 3.2619 | 4.7956 | 4.7956 | 4.7956 | 2.4618 | 2.5089 | 2.5089 | 2.7737 | 3.1151 | 3.1151
2025-03-02 19:00 | 1.1756 | 1.3741 | 2.6935 | 3.9599 | 3.9599 | 3.9599 | 2.1565 | 2.1977 | 2.1977 | 2.4297 | 2.7287 | 2.7287
2025-03-02 20:00 | 1.2214 | 1.4277 | 2.7985 | 4.1142 | 4.1142 | 4.1142 | 2.0763 | 2.116 | 2.116 | 2.3394 | 2.6273 | 2.6273
2025-03-02 21:00 | 1.084 | 1.2671 | 2.4836 | 3.6514 | 3.6514 | 3.6514 | 1.9924 | 2.0305 | 2.0305 | 2.2448 | 2.521 | 2.521
2025-03-02 22:00 | 1 | 1.1689 | 2.2912 | 3.3685 | 3.3685 | 3.3685 | 1.7405 | 1.7737 | 1.7737 | 1.961 | 2.2023 | 2.2023
2025-03-02 23:00 | 1.0076 | 1.1778 | 2.3087 | 3.3942 | 3.3942 | 3.3942 | 1.6489 | 1.6804 | 1.6804 | 1.8578 | 2.0864 | 2.0864
2025-03-03 | 0.88931 | 1.0395 | 2.0376 | 2.9957 | 2.9957 | 2.9957 | 1.458 | 1.4859 | 1.4859 | 1.6427 | 1.8449 | 1.8449
2025-03-03 01:00 | 0.8626 | 1.0083 | 1.9764 | 2.9057 | 2.9057 | 2.9057 | 1.3321 | 1.3575 | 1.3575 | 1.5008 | 1.6855 | 1.6855
2025-03-03 02:00 | 0.83969 | 0.98153 | 1.9239 | 2.8285 | 2.8285 | 2.8285 | 1.3053 | 1.3303 | 1.3303 | 1.4707 | 1.6517 | 1.6517
2025-03-03 03:00 | 0.80916 | 0.94584 | 1.854 | 2.7257 | 2.7257 | 2.7257 | 1.2252 | 1.2486 | 1.2486 | 1.3804 | 1.5503 | 1.5503
2025-03-03 04:00 | 0.77481 | 0.90568 | 1.7753 | 2.61 | 2.61 | 2.61 | 1.3015 | 1.3264 | 1.3264 | 1.4664 | 1.6469 | 1.6469
2025-03-03 05:00 | 0.86641 | 1.0128 | 1.9852 | 2.9185 | 2.9185 | 2.9185 | 1.4427 | 1.4703 | 1.4703 | 1.6255 | 1.8256 | 1.8256
2025-03-03 06:00 | 1.0305 | 1.2046 | 2.3612 | 3.4714 | 3.4714 | 3.4714 | 1.8321 | 1.8671 | 1.8671 | 2.0642 | 2.3182 | 2.3182
2025-03-03 07:00 | 1.1832 | 1.3831 | 2.711 | 3.9856 | 3.9856 | 3.9856 | 2.0611 | 2.1005 | 2.1005 | 2.3222 | 2.608 | 2.608
2025-03-03 08:00 | 1.1832 | 1.3831 | 2.711 | 3.9856 | 3.9856 | 3.9856 | 2.0649 | 2.1044 | 2.1044 | 2.3265 | 2.6128 | 2.6128
2025-03-03 09:00 | 1.1527 | 1.3474 | 2.641 | 3.8828 | 3.8828 | 3.8828 | 1.9389 | 1.976 | 1.976 | 2.1846 | 2.4534 | 2.4534
2025-03-03 10:00 | 1.2137 | 1.4188 | 2.781 | 4.0885 | 4.0885 | 4.0885 | 1.7328 | 1.766 | 1.766 | 1.9524 | 2.1926 | 2.1926
2025-03-03 11:00 | 1.1527 | 1.3474 | 2.641 | 3.8828 | 3.8828 | 3.8828 | 1.5534 | 1.5831 | 1.5831 | 1.7503 | 1.9656 | 1.9656
2025-03-03 12:00 | 1 | 1.1689 | 2.2912 | 3.3685 | 3.3685 | 3.3685 | 1.2099 | 1.2331 | 1.2331 | 1.3632 | 1.531 | 1.531
2025-03-03 13:00 | 1.0611 | 1.2403 | 2.4312 | 3.5742 | 3.5742 | 3.5742 | 1.1718 | 1.1942 | 1.1942 | 1.3202 | 1.4827 | 1.4827
2025-03-03 14:00 | 0.9542 | 1.1154 | 2.1863 | 3.2142 | 3.2142 | 3.2142 | 1.1756 | 1.1981 | 1.1981 | 1.3245 | 1.4875 | 1.4875
2025-03-03 15:00 | 1.0802 | 1.2626 | 2.4749 | 3.6385 | 3.6385 | 3.6385 | 1.3702 | 1.3964 | 1.3964 | 1.5438 | 1.7338 | 1.7338
2025-03-03 16:00 | 1.1985 | 1.4009 | 2.746 | 4.0371 | 4.0371 | 4.0371 | 1.813 | 1.8476 | 1.8476 | 2.0427 | 2.294 | 2.294
2025-03-03 17:00 | 1.313 | 1.5348 | 3.0083 | 4.4228 | 4.4228 | 4.4228 | 2.2252 | 2.2677 | 2.2677 | 2.5071 | 2.8156 | 2.8156
2025-03-03 18:00 | 1.313 | 1.5348 | 3.0083 | 4.4228 | 4.4228 | 4.4228 | 2.4008 | 2.4467 | 2.4467 | 2.7049 | 3.0378 | 3.0378
2025-03-03 19:00 | 1.2557 | 1.4678 | 2.8772 | 4.2299 | 4.2299 | 4.2299 | 2.3511 | 2.3961 | 2.3961 | 2.649 | 2.975 | 2.975
2025-03-03 20:00 | 1.229 | 1.4366 | 2.8159 | 4.1399 | 4.1399 | 4.1399 | 2.1947 | 2.2366 | 2.2366 | 2.4727 | 2.777 | 2.777
2025-03-03 21:00 | 1.0878 | 1.2715 | 2.4924 | 3.6642 | 3.6642 | 3.6642 | 1.9771 | 2.0149 | 2.0149 | 2.2276 | 2.5017 | 2.5017
2025-03-03 22:00 | 0.9771 | 1.1421 | 2.2388 | 3.2914 | 3.2914 | 3.2914 | 1.6641 | 1.6959 | 1.6959 | 1.875 | 2.1057 | 2.1057
2025-03-03 23:00 | 0.99237 | 1.16 | 2.2737 | 3.3428 | 3.3428 | 3.3428 | 1.5573 | 1.587 | 1.587 | 1.7546 | 1.9705 | 1.9705
2025-03-04 | 0.89695 | 1.0485 | 2.0551 | 3.0214 | 3.0214 | 3.0214 | 1.4618 | 1.4898 | 1.4898 | 1.647 | 1.8497 | 1.8497
2025-03-04 01:00 | 0.81679 | 0.95476 | 1.8715 | 2.7514 | 2.7514 | 2.7514 | 1.3702 | 1.3964 | 1.3964 | 1.5438 | 1.7338 | 1.7338
2025-03-04 02:00 | 0.76718 | 0.89676 | 1.7578 | 2.5842 | 2.5842 | 2.5842 | 1.271 | 1.2953 | 1.2953 | 1.432 | 1.6082 | 1.6082
2025-03-04 03:00 | 0.82061 | 0.95922 | 1.8802 | 2.7642 | 2.7642 | 2.7642 | 1.2863 | 1.3109 | 1.3109 | 1.4492 | 1.6276 | 1.6276
2025-03-04 04:00 | 0.79771 | 0.93245 | 1.8277 | 2.6871 | 2.6871 | 2.6871 | 1.2328 | 1.2564 | 1.2564 | 1.389 | 1.56 | 1.56
2025-03-04 05:00 | 0.98092 | 1.1466 | 2.2475 | 3.3042 | 3.3042 | 3.3042 | 1.4351 | 1.4626 | 1.4626 | 1.6169 | 1.8159 | 1.8159
2025-03-04 06:00 | 1.1947 | 1.3964 | 2.7372 | 4.0242 | 4.0242 | 4.0242 | 1.9656 | 2.0032 | 2.0032 | 2.2147 | 2.4872 | 2.4872
2025-03-04 07:00 | 1.2939 | 1.5124 | 2.9646 | 4.3585 | 4.3585 | 4.3585 | 2.2595 | 2.3028 | 2.3028 | 2.5458 | 2.8591 | 2.8591
2025-03-04 08:00 | 1.2443 | 1.4544 | 2.8509 | 4.1914 | 4.1914 | 4.1914 | 2.0878 | 2.1277 | 2.1277 | 2.3523 | 2.6418 | 2.6418
2025-03-04 09:00 | 1.229 | 1.4366 | 2.8159 | 4.1399 | 4.1399 | 4.1399 | 1.9198 | 1.9566 | 1.9566 | 2.1631 | 2.4293 | 2.4293
2025-03-04 10:00 | 1.1412 | 1.334 | 2.6148 | 3.8442 | 3.8442 | 3.8442 | 1.8244 | 1.8593 | 1.8593 | 2.0556 | 2.3085 | 2.3085
2025-03-04 11:00 | 1.187 | 1.3875 | 2.7197 | 3.9985 | 3.9985 | 3.9985 | 1.4618 | 1.4898 | 1.4898 | 1.647 | 1.8497 | 1.8497
2025-03-04 12:00 | 1.1336 | 1.3251 | 2.5973 | 3.8185 | 3.8185 | 3.8185 | 1.5687 | 1.5987 | 1.5987 | 1.7675 | 1.985 | 1.985
2025-03-04 13:00 | 1.1985 | 1.4009 | 2.746 | 4.0371 | 4.0371 | 4.0371 | 1.1489 | 1.1708 | 1.1708 | 1.2944 | 1.4537 | 1.4537
2025-03-04 14:00 | 0.92748 | 1.0841 | 2.1251 | 3.1242 | 3.1242 | 3.1242 | 0.74046 | 0.75462 | 0.75462 | 0.83427 | 0.93694 | 0.93694
2025-03-04 15:00 | 0.92748 | 1.0841 | 2.1251 | 3.1242 | 3.1242 | 3.1242 | 1.0573 | 1.0775 | 1.0775 | 1.1912 | 1.3378 | 1.3378
2025-03-04 16:00 | 1.1183 | 1.3072 | 2.5623 | 3.7671 | 3.7671 | 3.7671 | 1.6565 | 1.6882 | 1.6882 | 1.8664 | 2.096 | 2.096
2025-03-04 17:00 | 1.2137 | 1.4188 | 2.781 | 4.0885 | 4.0885 | 4.0885 | 1.9924 | 2.0305 | 2.0305 | 2.2448 | 2.521 | 2.521
2025-03-04 18:00 | 1.2137 | 1.4188 | 2.781 | 4.0885 | 4.0885 | 4.0885 | 2.3244 | 2.3689 | 2.3689 | 2.6189 | 2.9412 | 2.9412
2025-03-04 19:00 | 1.2977 | 1.5169 | 2.9734 | 4.3713 | 4.3713 | 4.3713 | 2.2901 | 2.3339 | 2.3339 | 2.5802 | 2.8977 | 2.8977
2025-03-04 20:00 | 1.2634 | 1.4768 | 2.8946 | 4.2556 | 4.2556 | 4.2556 | 2.2061 | 2.2483 | 2.2483 | 2.4856 | 2.7915 | 2.7915
2025-03-04 21:00 | 1.1603 | 1.3563 | 2.6585 | 3.9085 | 3.9085 | 3.9085 | 1.9275 | 1.9643 | 1.9643 | 2.1717 | 2.4389 | 2.4389
2025-03-04 22:00 | 1.0267 | 1.2001 | 2.3524 | 3.4585 | 3.4585 | 3.4585 | 1.771 | 1.8049 | 1.8049 | 1.9954 | 2.2409 | 2.2409
2025-03-04 23:00 | 0.9771 | 1.1421 | 2.2388 | 3.2914 | 3.2914 | 3.2914 | 1.6145 | 1.6454 | 1.6454 | 1.8191 | 2.0429 | 2.0429
2025-03-05 | 0.94656 | 1.1065 | 2.1688 | 3.1885 | 3.1885 | 3.1885 | 1.4351 | 1.4626 | 1.4626 | 1.6169 | 1.8159 | 1.8159
2025-03-05 01:00 | 0.84733 | 0.99045 | 1.9414 | 2.8542 | 2.8542 | 2.8542 | 1.2443 | 1.2681 | 1.2681 | 1.4019 | 1.5744 | 1.5744
2025-03-05 02:00 | 0.82443 | 0.96368 | 1.889 | 2.7771 | 2.7771 | 2.7771 | 1.2099 | 1.2331 | 1.2331 | 1.3632 | 1.531 | 1.531
2025-03-05 03:00 | 0.77099 | 0.90122 | 1.7665 | 2.5971 | 2.5971 | 2.5971 | 1.187 | 1.2097 | 1.2097 | 1.3374 | 1.502 | 1.502
2025-03-05 04:00 | 0.78244 | 0.91461 | 1.7928 | 2.6357 | 2.6357 | 2.6357 | 1.187 | 1.2097 | 1.2097 | 1.3374 | 1.502 | 1.502
2025-03-05 05:00 | 0.8855 | 1.0351 | 2.0289 | 2.9828 | 2.9828 | 2.9828 | 1.4122 | 1.4392 | 1.4392 | 1.5911 | 1.7869 | 1.7869
2025-03-05 06:00 | 1.0611 | 1.2403 | 2.4312 | 3.5742 | 3.5742 | 3.5742 | 1.9313 | 1.9682 | 1.9682 | 2.176 | 2.4438 | 2.4438
2025-03-05 07:00 | 1.229 | 1.4366 | 2.8159 | 4.1399 | 4.1399 | 4.1399 | 2.1679 | 2.2094 | 2.2094 | 2.4426 | 2.7432 | 2.7432
2025-03-05 08:00 | 1.1298 | 1.3206 | 2.5886 | 3.8056 | 3.8056 | 3.8056 | 2.0153 | 2.0538 | 2.0538 | 2.2706 | 2.55 | 2.55
2025-03-05 09:00 | 1.0802 | 1.2626 | 2.4749 | 3.6385 | 3.6385 | 3.6385 | 1.6527 | 1.6843 | 1.6843 | 1.8621 | 2.0912 | 2.0912
2025-03-05 10:00 | 0.96565 | 1.1288 | 2.2125 | 3.2528 | 3.2528 | 3.2528 | 1.187 | 1.2097 | 1.2097 | 1.3374 | 1.502 | 1.502
2025-03-05 11:00 | 0.94656 | 1.1065 | 2.1688 | 3.1885 | 3.1885 | 3.1885 | 0.81679 | 0.83241 | 0.83241 | 0.92028 | 1.0335 | 1.0335
2025-03-05 12:00 | 0.76718 | 0.89676 | 1.7578 | 2.5842 | 2.5842 | 2.5842 | 0.59542 | 0.60681 | 0.60681 | 0.67086 | 0.75341 | 0.75341
2025-03-05 13:00 | 0.82443 | 0.96368 | 1.889 | 2.7771 | 2.7771 | 2.7771 | 0.80534 | 0.82074 | 0.82074 | 0.90738 | 1.019 | 1.019
2025-03-05 14:00 | 0.92366 | 1.0797 | 2.1163 | 3.1114 | 3.1114 | 3.1114 | 0.80916 | 0.82463 | 0.82463 | 0.91168 | 1.0239 | 1.0239
2025-03-05 15:00 | 0.99237 | 1.16 | 2.2737 | 3.3428 | 3.3428 | 3.3428 | 1.1718 | 1.1942 | 1.1942 | 1.3202 | 1.4827 | 1.4827
2025-03-05 16:00 | 1.1794 | 1.3786 | 2.7023 | 3.9728 | 3.9728 | 3.9728 | 1.6565 | 1.6882 | 1.6882 | 1.8664 | 2.096 | 2.096
2025-03-05 17:00 | 1.3893 | 1.624 | 3.1832 | 4.6799 | 4.6799 | 4.6799 | 2.0878 | 2.1277 | 2.1277 | 2.3523 | 2.6418 | 2.6418
2025-03-05 18:00 | 1.3855 | 1.6195 | 3.1745 | 4.6671 | 4.6671 | 4.6671 | 2.2557 | 2.2989 | 2.2989 | 2.5415 | 2.8543 | 2.8543
2025-03-05 19:00 | 1.3359 | 1.5615 | 3.0608 | 4.4999 | 4.4999 | 4.4999 | 2.3664 | 2.4117 | 2.4117 | 2.6662 | 2.9943 | 2.9943
2025-03-05 20:00 | 1.3359 | 1.5615 | 3.0608 | 4.4999 | 4.4999 | 4.4999 | 2.3397 | 2.3844 | 2.3844 | 2.6361 | 2.9605 | 2.9605
2025-03-05 21:00 | 1.2519 | 1.4634 | 2.8684 | 4.2171 | 4.2171 | 4.2171 | 2.0611 | 2.1005 | 2.1005 | 2.3222 | 2.608 | 2.608
2025-03-05 22:00 | 1.1107 | 1.2983 | 2.5448 | 3.7414 | 3.7414 | 3.7414 | 1.7252 | 1.7582 | 1.7582 | 1.9438 | 2.183 | 2.183
2025-03-05 23:00 | 0.9313 | 1.0886 | 2.1338 | 3.1371 | 3.1371 | 3.1371 | 1.5305 | 1.5598 | 1.5598 | 1.7244 | 1.9367 | 1.9367
2025-03-06 | 0.85878 | 1.0038 | 1.9677 | 2.8928 | 2.8928 | 2.8928 | 1.4122 | 1.4392 | 1.4392 | 1.5911 | 1.7869 | 1.7869
2025-03-06 01:00 | 0.80534 | 0.94138 | 1.8452 | 2.7128 | 2.7128 | 2.7128 | 1.2748 | 1.2992 | 1.2992 | 1.4363 | 1.6131 | 1.6131
2025-03-06 02:00 | 0.75573 | 0.88338 | 1.7315 | 2.5457 | 2.5457 | 2.5457 | 1.2061 | 1.2292 | 1.2292 | 1.3589 | 1.5261 | 1.5261
2025-03-06 03:00 | 0.74046 | 0.86553 | 1.6966 | 2.4942 | 2.4942 | 2.4942 | 1.2824 | 1.307 | 1.307 | 1.4449 | 1.6227 | 1.6227
2025-03-06 04:00 | 0.75573 | 0.88338 | 1.7315 | 2.5457 | 2.5457 | 2.5457 | 1.2519 | 1.2758 | 1.2758 | 1.4105 | 1.5841 | 1.5841
2025-03-06 05:00 | 0.85878 | 1.0038 | 1.9677 | 2.8928 | 2.8928 | 2.8928 | 1.4733 | 1.5015 | 1.5015 | 1.6599 | 1.8642 | 1.8642
2025-03-06 06:00 | 1.0954 | 1.2804 | 2.5099 | 3.6899 | 3.6899 | 3.6899 | 1.7863 | 1.8204 | 1.8204 | 2.0126 | 2.2602 | 2.2602
2025-03-06 07:00 | 1.2405 | 1.45 | 2.8422 | 4.1785 | 4.1785 | 4.1785 | 2.0115 | 2.0499 | 2.0499 | 2.2663 | 2.5452 | 2.5452
2025-03-06 08:00 | 1.2176 | 1.4232 | 2.7897 | 4.1014 | 4.1014 | 4.1014 | 2.0344 | 2.0733 | 2.0733 | 2.2921 | 2.5742 | 2.5742
2025-03-06 09:00 | 1.145 | 1.3384 | 2.6235 | 3.8571 | 3.8571 | 3.8571 | 1.6298 | 1.6609 | 1.6609 | 1.8363 | 2.0622 | 2.0622
2025-03-06 10:00 | 1.2481 | 1.4589 | 2.8597 | 4.2042 | 4.2042 | 4.2042 | 1.5115 | 1.5404 | 1.5404 | 1.7029 | 1.9125 | 1.9125
2025-03-06 11:00 | 1.0611 | 1.2403 | 2.4312 | 3.5742 | 3.5742 | 3.5742 | 0.95802 | 0.97634 | 0.97634 | 1.0794 | 1.2122 | 1.2122
2025-03-06 12:00 | 1.1794 | 1.3786 | 2.7023 | 3.9728 | 3.9728 | 3.9728 | 1.2328 | 1.2564 | 1.2564 | 1.389 | 1.56 | 1.56
2025-03-06 13:00 | 1.1565 | 1.3518 | 2.6498 | 3.8956 | 3.8956 | 3.8956 | 1.4847 | 1.5131 | 1.5131 | 1.6728 | 1.8787 | 1.8787
2025-03-06 14:00 | 0.96947 | 1.1332 | 2.2213 | 3.2657 | 3.2657 | 3.2657 | 0.93511 | 0.953 | 0.953 | 1.0536 | 1.1832 | 1.1832
2025-03-06 15:00 | 0.94275 | 1.102 | 2.1601 | 3.1757 | 3.1757 | 3.1757 | 1.1031 | 1.1241 | 1.1241 | 1.2428 | 1.3957 | 1.3957
2025-03-06 16:00 | 1.0878 | 1.2715 | 2.4924 | 3.6642 | 3.6642 | 3.6642 | 1.6489 | 1.6804 | 1.6804 | 1.8578 | 2.0864 | 2.0864
2025-03-06 17:00 | 1.2023 | 1.4054 | 2.7547 | 4.0499 | 4.0499 | 4.0499 | 1.8931 | 1.9293 | 1.9293 | 2.133 | 2.3955 | 2.3955
2025-03-06 18:00 | 1.2824 | 1.4991 | 2.9384 | 4.3199 | 4.3199 | 4.3199 | 2.313 | 2.3572 | 2.3572 | 2.606 | 2.9267 | 2.9267
2025-03-06 19:00 | 1.3702 | 1.6017 | 3.1395 | 4.6156 | 4.6156 | 4.6156 | 2.1718 | 2.2133 | 2.2133 | 2.4469 | 2.748 | 2.748
2025-03-06 20:00 | 1.3321 | 1.5571 | 3.0521 | 4.4871 | 4.4871 | 4.4871 | 2.0573 | 2.0966 | 2.0966 | 2.3179 | 2.6031 | 2.6031
2025-03-06 21:00 | 1.1336 | 1.3251 | 2.5973 | 3.8185 | 3.8185 | 3.8185 | 1.9924 | 2.0305 | 2.0305 | 2.2448 | 2.521 | 2.521
2025-03-06 22:00 | 1.0229 | 1.1957 | 2.3437 | 3.4457 | 3.4457 | 3.4457 | 1.6832 | 1.7154 | 1.7154 | 1.8965 | 2.1298 | 2.1298
2025-03-06 23:00 | 0.93511 | 1.0931 | 2.1426 | 3.1499 | 3.1499 | 3.1499 | 1.5496 | 1.5793 | 1.5793 | 1.746 | 1.9608 | 1.9608
2025-03-07 | 0.90076 | 1.0529 | 2.0639 | 3.0342 | 3.0342 | 3.0342 | 1.3931 | 1.4198 | 1.4198 | 1.5696 | 1.7628 | 1.7628
2025-03-07 01:00 | 0.80534 | 0.94138 | 1.8452 | 2.7128 | 2.7128 | 2.7128 | 1.2977 | 1.3225 | 1.3225 | 1.4621 | 1.6421 | 1.6421
2025-03-07 02:00 | 0.72901 | 0.85215 | 1.6703 | 2.4557 | 2.4557 | 2.4557 | 1.229 | 1.2525 | 1.2525 | 1.3847 | 1.5551 | 1.5551
2025-03-07 03:00 | 0.72901 | 0.85215 | 1.6703 | 2.4557 | 2.4557 | 2.4557 | 1.2061 | 1.2292 | 1.2292 | 1.3589 | 1.5261 | 1.5261
2025-03-07 04:00 | 0.81298 | 0.9503 | 1.8627 | 2.7385 | 2.7385 | 2.7385 | 1.2061 | 1.2292 | 1.2292 | 1.3589 | 1.5261 | 1.5261
2025-03-07 05:00 | 0.9084 | 1.0618 | 2.0813 | 3.0599 | 3.0599 | 3.0599 | 1.4618 | 1.4898 | 1.4898 | 1.647 | 1.8497 | 1.8497
2025-03-07 06:00 | 1.1374 | 1.3295 | 2.6061 | 3.8314 | 3.8314 | 3.8314 | 1.8588 | 1.8943 | 1.8943 | 2.0943 | 2.352 | 2.352
2025-03-07 07:00 | 1.1756 | 1.3741 | 2.6935 | 3.9599 | 3.9599 | 3.9599 | 2.1069 | 2.1472 | 2.1472 | 2.3738 | 2.6659 | 2.6659
2025-03-07 08:00 | 1.1412 | 1.334 | 2.6148 | 3.8442 | 3.8442 | 3.8442 | 2.0954 | 2.1355 | 2.1355 | 2.3609 | 2.6514 | 2.6514
2025-03-07 09:00 | 1.1908 | 1.392 | 2.7285 | 4.0114 | 4.0114 | 4.0114 | 1.9122 | 1.9488 | 1.9488 | 2.1545 | 2.4196 | 2.4196
2025-03-07 10:00 | 1.2137 | 1.4188 | 2.781 | 4.0885 | 4.0885 | 4.0885 | 1.9618 | 1.9994 | 1.9994 | 2.2104 | 2.4824 | 2.4824
2025-03-07 11:00 | 1.2901 | 1.508 | 2.9559 | 4.3456 | 4.3456 | 4.3456 | 1.7901 | 1.8243 | 1.8243 | 2.0169 | 2.2651 | 2.2651
2025-03-07 12:00 | 1.1603 | 1.3563 | 2.6585 | 3.9085 | 3.9085 | 3.9085 | 1.6412 | 1.6726 | 1.6726 | 1.8492 | 2.0767 | 2.0767
2025-03-07 13:00 | 1.1756 | 1.3741 | 2.6935 | 3.9599 | 3.9599 | 3.9599 | 1.542 | 1.5715 | 1.5715 | 1.7373 | 1.9511 | 1.9511
2025-03-07 14:00 | 1.1336 | 1.3251 | 2.5973 | 3.8185 | 3.8185 | 3.8185 | 1.5763 | 1.6065 | 1.6065 | 1.7761 | 1.9946 | 1.9946
2025-03-07 15:00 | 1.2939 | 1.5124 | 2.9646 | 4.3585 | 4.3585 | 4.3585 | 1.6374 | 1.6687 | 1.6687 | 1.8449 | 2.0719 | 2.0719
2025-03-07 16:00 | 1.1336 | 1.3251 | 2.5973 | 3.8185 | 3.8185 | 3.8185 | 2.1031 | 2.1433 | 2.1433 | 2.3695 | 2.6611 | 2.6611
2025-03-07 17:00 | 1.1756 | 1.3741 | 2.6935 | 3.9599 | 3.9599 | 3.9599 | 2.0191 | 2.0577 | 2.0577 | 2.2749 | 2.5548 | 2.5548
2025-03-07 18:00 | 1.1756 | 1.3741 | 2.6935 | 3.9599 | 3.9599 | 3.9599 | 1.9504 | 1.9877 | 1.9877 | 2.1975 | 2.4679 | 2.4679
2025-03-07 19:00 | 1.1641 | 1.3608 | 2.6673 | 3.9214 | 3.9214 | 3.9214 | 2.0458 | 2.0849 | 2.0849 | 2.305 | 2.5886 | 2.5886
2025-03-07 20:00 | 1.1489 | 1.3429 | 2.6323 | 3.8699 | 3.8699 | 3.8699 | 1.9962 | 2.0344 | 2.0344 | 2.2491 | 2.5259 | 2.5259
2025-03-07 21:00 | 1.0878 | 1.2715 | 2.4924 | 3.6642 | 3.6642 | 3.6642 | 1.8473 | 1.8827 | 1.8827 | 2.0814 | 2.3375 | 2.3375
2025-03-07 22:00 | 0.96565 | 1.1288 | 2.2125 | 3.2528 | 3.2528 | 3.2528 | 1.855 | 1.8904 | 1.8904 | 2.09 | 2.3472 | 2.3472
2025-03-07 23:00 | 0.96565 | 1.1288 | 2.2125 | 3.2528 | 3.2528 | 3.2528 | 1.5649 | 1.5948 | 1.5948 | 1.7632 | 1.9801 | 1.9801
2025-03-08 | 0.91985 | 1.0752 | 2.1076 | 3.0985 | 3.0985 | 3.0985 | 1.3702 | 1.3964 | 1.3964 | 1.5438 | 1.7338 | 1.7338
2025-03-08 01:00 | 0.80153 | 0.93691 | 1.8365 | 2.7 | 2.7 | 2.7 | 1.2786 | 1.3031 | 1.3031 | 1.4406 | 1.6179 | 1.6179
2025-03-08 02:00 | 0.73282 | 0.85661 | 1.6791 | 2.4685 | 2.4685 | 2.4685 | 1.2214 | 1.2447 | 1.2447 | 1.3761 | 1.5455 | 1.5455
2025-03-08 03:00 | 0.73664 | 0.86107 | 1.6878 | 2.4814 | 2.4814 | 2.4814 | 1.1603 | 1.1825 | 1.1825 | 1.3073 | 1.4682 | 1.4682
2025-03-08 04:00 | 0.73664 | 0.86107 | 1.6878 | 2.4814 | 2.4814 | 2.4814 | 1.1527 | 1.1747 | 1.1747 | 1.2987 | 1.4585 | 1.4585
2025-03-08 05:00 | 0.81298 | 0.9503 | 1.8627 | 2.7385 | 2.7385 | 2.7385 | 1.2786 | 1.3031 | 1.3031 | 1.4406 | 1.6179 | 1.6179
2025-03-08 06:00 | 0.87405 | 1.0217 | 2.0026 | 2.9442 | 2.9442 | 2.9442 | 1.542 | 1.5715 | 1.5715 | 1.7373 | 1.9511 | 1.9511
2025-03-08 07:00 | 0.90458 | 1.0574 | 2.0726 | 3.0471 | 3.0471 | 3.0471 | 1.6031 | 1.6337 | 1.6337 | 1.8062 | 2.0284 | 2.0284
2025-03-08 08:00 | 0.90076 | 1.0529 | 2.0639 | 3.0342 | 3.0342 | 3.0342 | 1.6412 | 1.6726 | 1.6726 | 1.8492 | 2.0767 | 2.0767
2025-03-08 09:00 | 0.97328 | 1.1377 | 2.23 | 3.2785 | 3.2785 | 3.2785 | 1.7595 | 1.7932 | 1.7932 | 1.9825 | 2.2264 | 2.2264
2025-03-08 10:00 | 0.98855 | 1.1555 | 2.265 | 3.3299 | 3.3299 | 3.3299 | 1.5725 | 1.6026 | 1.6026 | 1.7718 | 1.9898 | 1.9898
2025-03-08 11:00 | 0.92748 | 1.0841 | 2.1251 | 3.1242 | 3.1242 | 3.1242 | 1.3015 | 1.3264 | 1.3264 | 1.4664 | 1.6469 | 1.6469
2025-03-08 12:00 | 0.8855 | 1.0351 | 2.0289 | 2.9828 | 2.9828 | 2.9828 | 1.0878 | 1.1086 | 1.1086 | 1.2256 | 1.3764 | 1.3764
2025-03-08 13:00 | 0.74427 | 0.86999 | 1.7053 | 2.5071 | 2.5071 | 2.5071 | 0.8626 | 0.87909 | 0.87909 | 0.97188 | 1.0915 | 1.0915
2025-03-08 14:00 | 0.82061 | 0.95922 | 1.8802 | 2.7642 | 2.7642 | 2.7642 | 1.0954 | 1.1164 | 1.1164 | 1.2342 | 1.3861 | 1.3861
2025-03-08 15:00 | 0.96947 | 1.1332 | 2.2213 | 3.2657 | 3.2657 | 3.2657 | 1.3053 | 1.3303 | 1.3303 | 1.4707 | 1.6517 | 1.6517
2025-03-08 16:00 | 0.92366 | 1.0797 | 2.1163 | 3.1114 | 3.1114 | 3.1114 | 1.3702 | 1.3964 | 1.3964 | 1.5438 | 1.7338 | 1.7338
2025-03-08 17:00 | 1.042 | 1.218 | 2.3874 | 3.5099 | 3.5099 | 3.5099 | 1.4237 | 1.4509 | 1.4509 | 1.604 | 1.8014 | 1.8014
2025-03-08 18:00 | 1.0382 | 1.2135 | 2.3787 | 3.4971 | 3.4971 | 3.4971 | 1.8626 | 1.8982 | 1.8982 | 2.0986 | 2.3568 | 2.3568
2025-03-08 19:00 | 1.1183 | 1.3072 | 2.5623 | 3.7671 | 3.7671 | 3.7671 | 1.8702 | 1.906 | 1.906 | 2.1072 | 2.3665 | 2.3665
2025-03-08 20:00 | 1.0458 | 1.2224 | 2.3962 | 3.5228 | 3.5228 | 3.5228 | 1.8702 | 1.906 | 1.906 | 2.1072 | 2.3665 | 2.3665
2025-03-08 21:00 | 1.0382 | 1.2135 | 2.3787 | 3.4971 | 3.4971 | 3.4971 | 1.6985 | 1.731 | 1.731 | 1.9137 | 2.1492 | 2.1492
2025-03-08 22:00 | 0.94275 | 1.102 | 2.1601 | 3.1757 | 3.1757 | 3.1757 | 1.5725 | 1.6026 | 1.6026 | 1.7718 | 1.9898 | 1.9898
2025-03-08 23:00 | 0.95038 | 1.1109 | 2.1775 | 3.2014 | 3.2014 | 3.2014 | 1.4962 | 1.5248 | 1.5248 | 1.6857 | 1.8932 | 1.8932
2025-03-09 | 0.87786 | 1.0261 | 2.0114 | 2.9571 | 2.9571 | 2.9571 | 1.3779 | 1.4042 | 1.4042 | 1.5524 | 1.7435 | 1.7435
2025-03-09 01:00 | 0.79771 | 0.93245 | 1.8277 | 2.6871 | 2.6871 | 2.6871 | 1.3092 | 1.3342 | 1.3342 | 1.475 | 1.6565 | 1.6565
2025-03-09 02:00 | 0.75954 | 0.88784 | 1.7403 | 2.5585 | 2.5585 | 2.5585 | 1.1947 | 1.2175 | 1.2175 | 1.346 | 1.5117 | 1.5117
2025-03-09 03:00 | 0.75954 | 0.88784 | 1.7403 | 2.5585 | 2.5585 | 2.5585 | 1.1718 | 1.1942 | 1.1942 | 1.3202 | 1.4827 | 1.4827
2025-03-09 04:00 | 0.74427 | 0.86999 | 1.7053 | 2.5071 | 2.5071 | 2.5071 | 1.1641 | 1.1864 | 1.1864 | 1.3116 | 1.473 | 1.473
2025-03-09 05:00 | 0.79008 | 0.92353 | 1.8102 | 2.6614 | 2.6614 | 2.6614 | 1.2137 | 1.237 | 1.237 | 1.3675 | 1.5358 | 1.5358
2025-03-09 06:00 | 0.82061 | 0.95922 | 1.8802 | 2.7642 | 2.7642 | 2.7642 | 1.3359 | 1.3614 | 1.3614 | 1.5051 | 1.6903 | 1.6903
2025-03-09 07:00 | 0.8855 | 1.0351 | 2.0289 | 2.9828 | 2.9828 | 2.9828 | 1.4275 | 1.4548 | 1.4548 | 1.6083 | 1.8063 | 1.8063
2025-03-09 08:00 | 0.87405 | 1.0217 | 2.0026 | 2.9442 | 2.9442 | 2.9442 | 1.6412 | 1.6726 | 1.6726 | 1.8492 | 2.0767 | 2.0767
2025-03-09 09:00 | 0.91603 | 1.0708 | 2.0988 | 3.0857 | 3.0857 | 3.0857 | 1.5687 | 1.5987 | 1.5987 | 1.7675 | 1.985 | 1.985
2025-03-09 10:00 | 0.91985 | 1.0752 | 2.1076 | 3.0985 | 3.0985 | 3.0985 | 1.4504 | 1.4781 | 1.4781 | 1.6341 | 1.8352 | 1.8352
2025-03-09 11:00 | 0.91603 | 1.0708 | 2.0988 | 3.0857 | 3.0857 | 3.0857 | 1.1756 | 1.1981 | 1.1981 | 1.3245 | 1.4875 | 1.4875
2025-03-09 12:00 | 0.72137 | 0.84322 | 1.6528 | 2.43 | 2.43 | 2.43 | 1.0344 | 1.0541 | 1.0541 | 1.1654 | 1.3088 | 1.3088
2025-03-09 13:00 | 0.63359 | 0.74061 | 1.4517 | 2.1342 | 2.1342 | 2.1342 | 0.34351 | 0.35008 | 0.35008 | 0.38703 | 0.43466 | 0.43466
2025-03-09 14:00 | 0.60687 | 0.70938 | 1.3905 | 2.0442 | 2.0442 | 2.0442 | 0.50763 | 0.51734 | 0.51734 | 0.57195 | 0.64233 | 0.64233
2025-03-09 15:00 | 0.94656 | 1.1065 | 2.1688 | 3.1885 | 3.1885 | 3.1885 | 1.1565 | 1.1786 | 1.1786 | 1.303 | 1.4634 | 1.4634
2025-03-09 16:00 | 1.0267 | 1.2001 | 2.3524 | 3.4585 | 3.4585 | 3.4585 | 1.313 | 1.3381 | 1.3381 | 1.4793 | 1.6614 | 1.6614
2025-03-09 17:00 | 1.084 | 1.2671 | 2.4836 | 3.6514 | 3.6514 | 3.6514 | 1.8206 | 1.8554 | 1.8554 | 2.0513 | 2.3037 | 2.3037
2025-03-09 18:00 | 1.2405 | 1.45 | 2.8422 | 4.1785 | 4.1785 | 4.1785 | 2.0954 | 2.1355 | 2.1355 | 2.3609 | 2.6514 | 2.6514
2025-03-09 19:00 | 1.2099 | 1.4143 | 2.7722 | 4.0756 | 4.0756 | 4.0756 | 2.126 | 2.1666 | 2.1666 | 2.3953 | 2.6901 | 2.6901
2025-03-09 20:00 | 1.1183 | 1.3072 | 2.5623 | 3.7671 | 3.7671 | 3.7671 | 2.0763 | 2.116 | 2.116 | 2.3394 | 2.6273 | 2.6273
2025-03-09 21:00 | 1.1069 | 1.2938 | 2.5361 | 3.7285 | 3.7285 | 3.7285 | 1.8588 | 1.8943 | 1.8943 | 2.0943 | 2.352 | 2.352
2025-03-09 22:00 | 1.0344 | 1.2091 | 2.3699 | 3.4842 | 3.4842 | 3.4842 | 1.6336 | 1.6648 | 1.6648 | 1.8406 | 2.0671 | 2.0671
2025-03-09 23:00 | 1.0229 | 1.1957 | 2.3437 | 3.4457 | 3.4457 | 3.4457 | 1.5916 | 1.622 | 1.622 | 1.7933 | 2.0139 | 2.0139
2025-03-10 | 0.99237 | 1.16 | 2.2737 | 3.3428 | 3.3428 | 3.3428 | 1.4656 | 1.4937 | 1.4937 | 1.6513 | 1.8546 | 1.8546
2025-03-10 01:00 | 0.87786 | 1.0261 | 2.0114 | 2.9571 | 2.9571 | 2.9571 | 1.3092 | 1.3342 | 1.3342 | 1.475 | 1.6565 | 1.6565
2025-03-10 02:00 | 0.77863 | 0.91014 | 1.784 | 2.6228 | 2.6228 | 2.6228 | 1.3092 | 1.3342 | 1.3342 | 1.475 | 1.6565 | 1.6565
2025-03-10 03:00 | 0.77099 | 0.90122 | 1.7665 | 2.5971 | 2.5971 | 2.5971 | 1.2214 | 1.2447 | 1.2447 | 1.3761 | 1.5455 | 1.5455
2025-03-10 04:00 | 0.81298 | 0.9503 | 1.8627 | 2.7385 | 2.7385 | 2.7385 | 1.1985 | 1.2214 | 1.2214 | 1.3503 | 1.5165 | 1.5165
2025-03-10 05:00 | 0.85115 | 0.99491 | 1.9502 | 2.8671 | 2.8671 | 2.8671 | 1.2595 | 1.2836 | 1.2836 | 1.4191 | 1.5938 | 1.5938
2025-03-10 06:00 | 0.91221 | 1.0663 | 2.0901 | 3.0728 | 3.0728 | 3.0728 | 1.5191 | 1.5481 | 1.5481 | 1.7115 | 1.9222 | 1.9222
2025-03-10 07:00 | 0.99618 | 1.1644 | 2.2825 | 3.3557 | 3.3557 | 3.3557 | 1.6412 | 1.6726 | 1.6726 | 1.8492 | 2.0767 | 2.0767
2025-03-10 08:00 | 0.9542 | 1.1154 | 2.1863 | 3.2142 | 3.2142 | 3.2142 | 1.7519 | 1.7854 | 1.7854 | 1.9739 | 2.2168 | 2.2168
2025-03-10 09:00 | 1.0573 | 1.2358 | 2.4224 | 3.5614 | 3.5614 | 3.5614 | 1.6412 | 1.6726 | 1.6726 | 1.8492 | 2.0767 | 2.0767
2025-03-10 10:00 | 1.0496 | 1.2269 | 2.4049 | 3.5356 | 3.5356 | 3.5356 | 1.374 | 1.4003 | 1.4003 | 1.5481 | 1.7386 | 1.7386
2025-03-10 11:00 | 1.1336 | 1.3251 | 2.5973 | 3.8185 | 3.8185 | 3.8185 | 1.2634 | 1.2875 | 1.2875 | 1.4234 | 1.5986 | 1.5986
2025-03-10 12:00 | 1.1374 | 1.3295 | 2.6061 | 3.8314 | 3.8314 | 3.8314 | 1.2099 | 1.2331 | 1.2331 | 1.3632 | 1.531 | 1.531
2025-03-10 13:00 | 0.99618 | 1.1644 | 2.2825 | 3.3557 | 3.3557 | 3.3557 | 0.91603 | 0.93355 | 0.93355 | 1.0321 | 1.1591 | 1.1591
2025-03-10 14:00 | 1.2634 | 1.4768 | 2.8946 | 4.2556 | 4.2556 | 4.2556 | 1.6298 | 1.6609 | 1.6609 | 1.8363 | 2.0622 | 2.0622
2025-03-10 15:00 | 1.5191 | 1.7757 | 3.4806 | 5.117 | 5.117 | 5.117 | 2.7252 | 2.7773 | 2.7773 | 3.0705 | 3.4483 | 3.4483
2025-03-10 16:00 | 1.584 | 1.8515 | 3.6292 | 5.3356 | 5.3356 | 5.3356 | 2.7977 | 2.8512 | 2.8512 | 3.1522 | 3.5401 | 3.5401
2025-03-10 17:00 | 1.3969 | 1.6329 | 3.2007 | 4.7056 | 4.7056 | 4.7056 | 2.6489 | 2.6995 | 2.6995 | 2.9845 | 3.3517 | 3.3517
2025-03-10 18:00 | 1.3092 | 1.5303 | 2.9996 | 4.4099 | 4.4099 | 4.4099 | 2.2519 | 2.295 | 2.295 | 2.5372 | 2.8494 | 2.8494
2025-03-10 19:00 | 1.2481 | 1.4589 | 2.8597 | 4.2042 | 4.2042 | 4.2042 | 2.0191 | 2.0577 | 2.0577 | 2.2749 | 2.5548 | 2.5548
2025-03-10 20:00 | 1.2214 | 1.4277 | 2.7985 | 4.1142 | 4.1142 | 4.1142 | 2.0573 | 2.0966 | 2.0966 | 2.3179 | 2.6031 | 2.6031
2025-03-10 21:00 | 1.1031 | 1.2894 | 2.5274 | 3.7156 | 3.7156 | 3.7156 | 1.9962 | 2.0344 | 2.0344 | 2.2491 | 2.5259 | 2.5259
2025-03-10 22:00 | 1.0305 | 1.2046 | 2.3612 | 3.4714 | 3.4714 | 3.4714 | 1.8397 | 1.8749 | 1.8749 | 2.0728 | 2.3279 | 2.3279
2025-03-10 23:00 | 0.96947 | 1.1332 | 2.2213 | 3.2657 | 3.2657 | 3.2657 | 1.5878 | 1.6182 | 1.6182 | 1.789 | 2.0091 | 2.0091
2025-03-11 | 0.87786 | 1.0261 | 2.0114 | 2.9571 | 2.9571 | 2.9571 | 1.4122 | 1.4392 | 1.4392 | 1.5911 | 1.7869 | 1.7869
2025-03-11 01:00 | 0.80534 | 0.94138 | 1.8452 | 2.7128 | 2.7128 | 2.7128 | 1.3435 | 1.3692 | 1.3692 | 1.5137 | 1.7 | 1.7
2025-03-11 02:00 | 0.77481 | 0.90568 | 1.7753 | 2.61 | 2.61 | 2.61 | 1.2176 | 1.2408 | 1.2408 | 1.3718 | 1.5406 | 1.5406
2025-03-11 03:00 | 0.74046 | 0.86553 | 1.6966 | 2.4942 | 2.4942 | 2.4942 | 1.2672 | 1.2914 | 1.2914 | 1.4277 | 1.6034 | 1.6034
2025-03-11 04:00 | 0.80916 | 0.94584 | 1.854 | 2.7257 | 2.7257 | 2.7257 | 1.2672 | 1.2914 | 1.2914 | 1.4277 | 1.6034 | 1.6034
2025-03-11 05:00 | 0.90076 | 1.0529 | 2.0639 | 3.0342 | 3.0342 | 3.0342 | 1.5267 | 1.5559 | 1.5559 | 1.7201 | 1.9318 | 1.9318
2025-03-11 06:00 | 1.042 | 1.218 | 2.3874 | 3.5099 | 3.5099 | 3.5099 | 1.9389 | 1.976 | 1.976 | 2.1846 | 2.4534 | 2.4534
2025-03-11 07:00 | 1.1985 | 1.4009 | 2.746 | 4.0371 | 4.0371 | 4.0371 | 2.1565 | 2.1977 | 2.1977 | 2.4297 | 2.7287 | 2.7287
2025-03-11 08:00 | 1.1832 | 1.3831 | 2.711 | 3.9856 | 3.9856 | 3.9856 | 2.1221 | 2.1627 | 2.1627 | 2.391 | 2.6852 | 2.6852
2025-03-11 09:00 | 1.2481 | 1.4589 | 2.8597 | 4.2042 | 4.2042 | 4.2042 | 1.855 | 1.8904 | 1.8904 | 2.09 | 2.3472 | 2.3472
2025-03-11 10:00 | 1.3053 | 1.5258 | 2.9908 | 4.3971 | 4.3971 | 4.3971 | 1.9733 | 2.011 | 2.011 | 2.2233 | 2.4969 | 2.4969
2025-03-11 11:00 | 1.3588 | 1.5883 | 3.1133 | 4.5771 | 4.5771 | 4.5771 | 1.9427 | 1.9799 | 1.9799 | 2.1889 | 2.4582 | 2.4582
2025-03-11 12:00 | 1.3282 | 1.5526 | 3.0433 | 4.4742 | 4.4742 | 4.4742 | 1.5992 | 1.6298 | 1.6298 | 1.8019 | 2.0236 | 2.0236
2025-03-11 13:00 | 1.3053 | 1.5258 | 2.9908 | 4.3971 | 4.3971 | 4.3971 | 1.9771 | 2.0149 | 2.0149 | 2.2276 | 2.5017 | 2.5017
2025-03-11 14:00 | 1.3893 | 1.624 | 3.1832 | 4.6799 | 4.6799 | 4.6799 | 2.126 | 2.1666 | 2.1666 | 2.3953 | 2.6901 | 2.6901
2025-03-11 15:00 | 1.1756 | 1.3741 | 2.6935 | 3.9599 | 3.9599 | 3.9599 | 1.7748 | 1.8088 | 1.8088 | 1.9997 | 2.2457 | 2.2457
2025-03-11 16:00 | 1.1908 | 1.392 | 2.7285 | 4.0114 | 4.0114 | 4.0114 | 1.6069 | 1.6376 | 1.6376 | 1.8105 | 2.0332 | 2.0332
2025-03-11 17:00 | 1.4008 | 1.6374 | 3.2095 | 4.7185 | 4.7185 | 4.7185 | 2.0076 | 2.046 | 2.046 | 2.262 | 2.5404 | 2.5404
2025-03-11 18:00 | 1.3397 | 1.566 | 3.0696 | 4.5128 | 4.5128 | 4.5128 | 2.2214 | 2.2639 | 2.2639 | 2.5028 | 2.8108 | 2.8108
2025-03-11 19:00 | 1.2939 | 1.5124 | 2.9646 | 4.3585 | 4.3585 | 4.3585 | 2.2366 | 2.2794 | 2.2794 | 2.52 | 2.8301 | 2.8301
2025-03-11 20:00 | 1.2481 | 1.4589 | 2.8597 | 4.2042 | 4.2042 | 4.2042 | 2.1603 | 2.2016 | 2.2016 | 2.434 | 2.7335 | 2.7335
2025-03-11 21:00 | 1.1718 | 1.3697 | 2.6848 | 3.9471 | 3.9471 | 3.9471 | 1.9885 | 2.0266 | 2.0266 | 2.2405 | 2.5162 | 2.5162
2025-03-11 22:00 | 0.94656 | 1.1065 | 2.1688 | 3.1885 | 3.1885 | 3.1885 | 1.7061 | 1.7387 | 1.7387 | 1.9223 | 2.1588 | 2.1588
2025-03-11 23:00 | 0.93511 | 1.0931 | 2.1426 | 3.1499 | 3.1499 | 3.1499 | 1.6641 | 1.6959 | 1.6959 | 1.875 | 2.1057 | 2.1057
2025-03-12 | 0.87023 | 1.0172 | 1.9939 | 2.9314 | 2.9314 | 2.9314 | 1.5115 | 1.5404 | 1.5404 | 1.7029 | 1.9125 | 1.9125
2025-03-12 01:00 | 0.79389 | 0.92799 | 1.819 | 2.6742 | 2.6742 | 2.6742 | 1.2977 | 1.3225 | 1.3225 | 1.4621 | 1.6421 | 1.6421
2025-03-12 02:00 | 0.74427 | 0.86999 | 1.7053 | 2.5071 | 2.5071 | 2.5071 | 1.2366 | 1.2603 | 1.2603 | 1.3933 | 1.5648 | 1.5648
2025-03-12 03:00 | 0.74427 | 0.86999 | 1.7053 | 2.5071 | 2.5071 | 2.5071 | 1.229 | 1.2525 | 1.2525 | 1.3847 | 1.5551 | 1.5551
2025-03-12 04:00 | 0.80153 | 0.93691 | 1.8365 | 2.7 | 2.7 | 2.7 | 1.229 | 1.2525 | 1.2525 | 1.3847 | 1.5551 | 1.5551
2025-03-12 05:00 | 0.87786 | 1.0261 | 2.0114 | 2.9571 | 2.9571 | 2.9571 | 1.4198 | 1.447 | 1.447 | 1.5997 | 1.7966 | 1.7966
2025-03-12 06:00 | 1.1069 | 1.2938 | 2.5361 | 3.7285 | 3.7285 | 3.7285 | 1.813 | 1.8476 | 1.8476 | 2.0427 | 2.294 | 2.294
2025-03-12 07:00 | 1.2366 | 1.4455 | 2.8334 | 4.1656 | 4.1656 | 4.1656 | 2.0802 | 2.1199 | 2.1199 | 2.3437 | 2.6321 | 2.6321
2025-03-12 08:00 | 1.1679 | 1.3652 | 2.676 | 3.9342 | 3.9342 | 3.9342 | 2.1298 | 2.1705 | 2.1705 | 2.3996 | 2.6949 | 2.6949
2025-03-12 09:00 | 1.1221 | 1.3117 | 2.5711 | 3.7799 | 3.7799 | 3.7799 | 1.7061 | 1.7387 | 1.7387 | 1.9223 | 2.1588 | 2.1588
2025-03-12 10:00 | 1.1069 | 1.2938 | 2.5361 | 3.7285 | 3.7285 | 3.7285 | 1.7137 | 1.7465 | 1.7465 | 1.9309 | 2.1685 | 2.1685
2025-03-12 11:00 | 1.3779 | 1.6106 | 3.157 | 4.6413 | 4.6413 | 4.6413 | 1.9122 | 1.9488 | 1.9488 | 2.1545 | 2.4196 | 2.4196
2025-03-12 12:00 | 1.2595 | 1.4723 | 2.8859 | 4.2428 | 4.2428 | 4.2428 | 1.729 | 1.7621 | 1.7621 | 1.9481 | 2.1878 | 2.1878
2025-03-12 13:00 | 1.1527 | 1.3474 | 2.641 | 3.8828 | 3.8828 | 3.8828 | 1.6412 | 1.6726 | 1.6726 | 1.8492 | 2.0767 | 2.0767
2025-03-12 14:00 | 1.1221 | 1.3117 | 2.5711 | 3.7799 | 3.7799 | 3.7799 | 1.4504 | 1.4781 | 1.4781 | 1.6341 | 1.8352 | 1.8352
2025-03-12 15:00 | 1.1031 | 1.2894 | 2.5274 | 3.7156 | 3.7156 | 3.7156 | 1.542 | 1.5715 | 1.5715 | 1.7373 | 1.9511 | 1.9511
2025-03-12 16:00 | 1.2634 | 1.4768 | 2.8946 | 4.2556 | 4.2556 | 4.2556 | 1.8359 | 1.871 | 1.871 | 2.0685 | 2.323 | 2.323
2025-03-12 17:00 | 1.3893 | 1.624 | 3.1832 | 4.6799 | 4.6799 | 4.6799 | 2.1832 | 2.225 | 2.225 | 2.4598 | 2.7625 | 2.7625
2025-03-12 18:00 | 1.4046 | 1.6418 | 3.2182 | 4.7313 | 4.7313 | 4.7313 | 2.3321 | 2.3767 | 2.3767 | 2.6275 | 2.9509 | 2.9509
2025-03-12 19:00 | 1.3473 | 1.5749 | 3.087 | 4.5385 | 4.5385 | 4.5385 | 2.3473 | 2.3922 | 2.3922 | 2.6447 | 2.9702 | 2.9702
2025-03-12 20:00 | 1.3206 | 1.5437 | 3.0258 | 4.4485 | 4.4485 | 4.4485 | 2.1527 | 2.1938 | 2.1938 | 2.4254 | 2.7239 | 2.7239
2025-03-12 21:00 | 1.1412 | 1.334 | 2.6148 | 3.8442 | 3.8442 | 3.8442 | 1.9771 | 2.0149 | 2.0149 | 2.2276 | 2.5017 | 2.5017
2025-03-12 22:00 | 1.0878 | 1.2715 | 2.4924 | 3.6642 | 3.6642 | 3.6642 | 1.8053 | 1.8399 | 1.8399 | 2.0341 | 2.2844 | 2.2844
2025-03-12 23:00 | 0.99618 | 1.1644 | 2.2825 | 3.3557 | 3.3557 | 3.3557 | 1.645 | 1.6765 | 1.6765 | 1.8535 | 2.0815 | 2.0815
2025-03-13 | 0.87405 | 1.0217 | 2.0026 | 2.9442 | 2.9442 | 2.9442 | 1.4313 | 1.4587 | 1.4587 | 1.6126 | 1.8111 | 1.8111
2025-03-13 01:00 | 0.83588 | 0.97707 | 1.9152 | 2.8157 | 2.8157 | 2.8157 | 1.2786 | 1.3031 | 1.3031 | 1.4406 | 1.6179 | 1.6179
2025-03-13 02:00 | 0.77481 | 0.90568 | 1.7753 | 2.61 | 2.61 | 2.61 | 1.2252 | 1.2486 | 1.2486 | 1.3804 | 1.5503 | 1.5503
2025-03-13 03:00 | 0.77099 | 0.90122 | 1.7665 | 2.5971 | 2.5971 | 2.5971 | 1.2366 | 1.2603 | 1.2603 | 1.3933 | 1.5648 | 1.5648
2025-03-13 04:00 | 0.75573 | 0.88338 | 1.7315 | 2.5457 | 2.5457 | 2.5457 | 1.2366 | 1.2603 | 1.2603 | 1.3933 | 1.5648 | 1.5648
2025-03-13 05:00 | 0.90076 | 1.0529 | 2.0639 | 3.0342 | 3.0342 | 3.0342 | 1.3435 | 1.3692 | 1.3692 | 1.5137 | 1.7 | 1.7
2025-03-13 06:00 | 1.0649 | 1.2448 | 2.4399 | 3.5871 | 3.5871 | 3.5871 | 1.916 | 1.9527 | 1.9527 | 2.1588 | 2.4244 | 2.4244
2025-03-13 07:00 | 1.2595 | 1.4723 | 2.8859 | 4.2428 | 4.2428 | 4.2428 | 2.0878 | 2.1277 | 2.1277 | 2.3523 | 2.6418 | 2.6418
2025-03-13 08:00 | 1.2481 | 1.4589 | 2.8597 | 4.2042 | 4.2042 | 4.2042 | 1.9733 | 2.011 | 2.011 | 2.2233 | 2.4969 | 2.4969
2025-03-13 09:00 | 1.2863 | 1.5035 | 2.9471 | 4.3328 | 4.3328 | 4.3328 | 2.0115 | 2.0499 | 2.0499 | 2.2663 | 2.5452 | 2.5452
2025-03-13 10:00 | 1.0305 | 1.2046 | 2.3612 | 3.4714 | 3.4714 | 3.4714 | 1.271 | 1.2953 | 1.2953 | 1.432 | 1.6082 | 1.6082
2025-03-13 11:00 | 1.0267 | 1.2001 | 2.3524 | 3.4585 | 3.4585 | 3.4585 | 1.1031 | 1.1241 | 1.1241 | 1.2428 | 1.3957 | 1.3957
2025-03-13 12:00 | 1.0611 | 1.2403 | 2.4312 | 3.5742 | 3.5742 | 3.5742 | 1.2252 | 1.2486 | 1.2486 | 1.3804 | 1.5503 | 1.5503
2025-03-13 13:00 | 1.187 | 1.3875 | 2.7197 | 3.9985 | 3.9985 | 3.9985 | 1.3817 | 1.4081 | 1.4081 | 1.5567 | 1.7483 | 1.7483
2025-03-13 14:00 | 1.6069 | 1.8783 | 3.6817 | 5.4128 | 5.4128 | 5.4128 | 3.0534 | 3.1118 | 3.1118 | 3.4403 | 3.8637 | 3.8637
2025-03-13 15:00 | 1.8664 | 2.1817 | 4.2764 | 6.287 | 6.287 | 6.287 | 3.2252 | 3.2869 | 3.2869 | 3.6338 | 4.081 | 4.081
2025-03-13 16:00 | 1.4466 | 1.6909 | 3.3144 | 4.8728 | 4.8728 | 4.8728 | 2.7252 | 2.7773 | 2.7773 | 3.0705 | 3.4483 | 3.4483
2025-03-13 17:00 | 1.5115 | 1.7668 | 3.4631 | 5.0913 | 5.0913 | 5.0913 | 2.4084 | 2.4545 | 2.4545 | 2.7135 | 3.0475 | 3.0475
2025-03-13 18:00 | 1.4771 | 1.7266 | 3.3844 | 4.9756 | 4.9756 | 4.9756 | 2.4656 | 2.5128 | 2.5128 | 2.778 | 3.1199 | 3.1199
2025-03-13 19:00 | 1.5038 | 1.7578 | 3.4456 | 5.0656 | 5.0656 | 5.0656 | 2.4466 | 2.4934 | 2.4934 | 2.7565 | 3.0958 | 3.0958
2025-03-13 20:00 | 1.3969 | 1.6329 | 3.2007 | 4.7056 | 4.7056 | 4.7056 | 2.3282 | 2.3728 | 2.3728 | 2.6232 | 2.946 | 2.946
2025-03-13 21:00 | 1.2214 | 1.4277 | 2.7985 | 4.1142 | 4.1142 | 4.1142 | 2.0382 | 2.0771 | 2.0771 | 2.2964 | 2.579 | 2.579
2025-03-13 22:00 | 1.0687 | 1.2492 | 2.4486 | 3.5999 | 3.5999 | 3.5999 | 1.8435 | 1.8788 | 1.8788 | 2.0771 | 2.3327 | 2.3327
2025-03-13 23:00 | 1 | 1.1689 | 2.2912 | 3.3685 | 3.3685 | 3.3685 | 1.6756 | 1.7076 | 1.7076 | 1.8879 | 2.1202 | 2.1202
2025-03-14 | 0.8855 | 1.0351 | 2.0289 | 2.9828 | 2.9828 | 2.9828 | 1.458 | 1.4859 | 1.4859 | 1.6427 | 1.8449 | 1.8449
2025-03-14 01:00 | 0.79008 | 0.92353 | 1.8102 | 2.6614 | 2.6614 | 2.6614 | 1.3702 | 1.3964 | 1.3964 | 1.5438 | 1.7338 | 1.7338
2025-03-14 02:00 | 0.78626 | 0.91907 | 1.8015 | 2.6485 | 2.6485 | 2.6485 | 1.3282 | 1.3536 | 1.3536 | 1.4965 | 1.6807 | 1.6807
2025-03-14 03:00 | 0.76336 | 0.8923 | 1.749 | 2.5714 | 2.5714 | 2.5714 | 1.2901 | 1.3147 | 1.3147 | 1.4535 | 1.6324 | 1.6324
2025-03-14 04:00 | 0.77863 | 0.91014 | 1.784 | 2.6228 | 2.6228 | 2.6228 | 1.2824 | 1.307 | 1.307 | 1.4449 | 1.6227 | 1.6227
2025-03-14 05:00 | 0.88168 | 1.0306 | 2.0201 | 2.9699 | 2.9699 | 2.9699 | 1.4351 | 1.4626 | 1.4626 | 1.6169 | 1.8159 | 1.8159
2025-03-14 06:00 | 1.0992 | 1.2849 | 2.5186 | 3.7028 | 3.7028 | 3.7028 | 1.8626 | 1.8982 | 1.8982 | 2.0986 | 2.3568 | 2.3568
2025-03-14 07:00 | 1.1832 | 1.3831 | 2.711 | 3.9856 | 3.9856 | 3.9856 | 2.1298 | 2.1705 | 2.1705 | 2.3996 | 2.6949 | 2.6949
2025-03-14 08:00 | 1.2481 | 1.4589 | 2.8597 | 4.2042 | 4.2042 | 4.2042 | 2.1069 | 2.1472 | 2.1472 | 2.3738 | 2.6659 | 2.6659
2025-03-14 09:00 | 1.2061 | 1.4098 | 2.7635 | 4.0628 | 4.0628 | 4.0628 | 1.8244 | 1.8593 | 1.8593 | 2.0556 | 2.3085 | 2.3085
2025-03-14 10:00 | 1.1832 | 1.3831 | 2.711 | 3.9856 | 3.9856 | 3.9856 | 1.416 | 1.4431 | 1.4431 | 1.5954 | 1.7918 | 1.7918
2025-03-14 11:00 | 1.2481 | 1.4589 | 2.8597 | 4.2042 | 4.2042 | 4.2042 | 1.2595 | 1.2836 | 1.2836 | 1.4191 | 1.5938 | 1.5938
2025-03-14 12:00 | 1.7099 | 1.9987 | 3.9178 | 5.7599 | 5.7599 | 5.7599 | 2.0534 | 2.0927 | 2.0927 | 2.3136 | 2.5983 | 2.5983
2025-03-14 13:00 | 1.7137 | 2.0032 | 3.9266 | 5.7728 | 5.7728 | 5.7728 | 2.0878 | 2.1277 | 2.1277 | 2.3523 | 2.6418 | 2.6418
2025-03-14 14:00 | 1.6908 | 1.9764 | 3.8741 | 5.6956 | 5.6956 | 5.6956 | 2.7519 | 2.8045 | 2.8045 | 3.1006 | 3.4821 | 3.4821
2025-03-14 15:00 | 1.7137 | 2.0032 | 3.9266 | 5.7728 | 5.7728 | 5.7728 | 2.8206 | 2.8746 | 2.8746 | 3.178 | 3.5691 | 3.5691
2025-03-14 16:00 | 1.7786 | 2.0791 | 4.0752 | 5.9913 | 5.9913 | 5.9913 | 2.7443 | 2.7968 | 2.7968 | 3.092 | 3.4725 | 3.4725
2025-03-14 17:00 | 1.9008 | 2.2218 | 4.3551 | 6.4027 | 6.4027 | 6.4027 | 3.0496 | 3.1079 | 3.1079 | 3.436 | 3.8588 | 3.8588
2025-03-14 18:00 | 1.7863 | 2.088 | 4.0927 | 6.017 | 6.017 | 6.017 | 3.0534 | 3.1118 | 3.1118 | 3.4403 | 3.8637 | 3.8637
2025-03-14 19:00 | 1.6565 | 1.9363 | 3.7954 | 5.5799 | 5.5799 | 5.5799 | 2.6679 | 2.719 | 2.719 | 3.006 | 3.3759 | 3.3759
2025-03-14 20:00 | 1.5649 | 1.8292 | 3.5855 | 5.2713 | 5.2713 | 5.2713 | 2.3931 | 2.4389 | 2.4389 | 2.6963 | 3.0281 | 3.0281
2025-03-14 21:00 | 1.3015 | 1.5214 | 2.9821 | 4.3842 | 4.3842 | 4.3842 | 2.3282 | 2.3728 | 2.3728 | 2.6232 | 2.946 | 2.946
2025-03-14 22:00 | 1.1374 | 1.3295 | 2.6061 | 3.8314 | 3.8314 | 3.8314 | 2.2214 | 2.2639 | 2.2639 | 2.5028 | 2.8108 | 2.8108
2025-03-14 23:00 | 1.0115 | 1.1823 | 2.3175 | 3.4071 | 3.4071 | 3.4071 | 1.813 | 1.8476 | 1.8476 | 2.0427 | 2.294 | 2.294
2025-03-15 | 0.94656 | 1.1065 | 2.1688 | 3.1885 | 3.1885 | 3.1885 | 1.6107 | 1.6415 | 1.6415 | 1.8148 | 2.0381 | 2.0381
2025-03-15 01:00 | 0.80153 | 0.93691 | 1.8365 | 2.7 | 2.7 | 2.7 | 1.4618 | 1.4898 | 1.4898 | 1.647 | 1.8497 | 1.8497
2025-03-15 02:00 | 0.80153 | 0.93691 | 1.8365 | 2.7 | 2.7 | 2.7 | 1.3282 | 1.3536 | 1.3536 | 1.4965 | 1.6807 | 1.6807
2025-03-15 03:00 | 0.79771 | 0.93245 | 1.8277 | 2.6871 | 2.6871 | 2.6871 | 1.2863 | 1.3109 | 1.3109 | 1.4492 | 1.6276 | 1.6276
2025-03-15 04:00 | 0.75954 | 0.88784 | 1.7403 | 2.5585 | 2.5585 | 2.5585 | 1.2672 | 1.2914 | 1.2914 | 1.4277 | 1.6034 | 1.6034
2025-03-15 05:00 | 0.83206 | 0.97261 | 1.9064 | 2.8028 | 2.8028 | 2.8028 | 1.3397 | 1.3653 | 1.3653 | 1.5094 | 1.6952 | 1.6952
2025-03-15 06:00 | 0.88931 | 1.0395 | 2.0376 | 2.9957 | 2.9957 | 2.9957 | 1.542 | 1.5715 | 1.5715 | 1.7373 | 1.9511 | 1.9511
2025-03-15 07:00 | 0.9313 | 1.0886 | 2.1338 | 3.1371 | 3.1371 | 3.1371 | 1.5725 | 1.6026 | 1.6026 | 1.7718 | 1.9898 | 1.9898
2025-03-15 08:00 | 0.91221 | 1.0663 | 2.0901 | 3.0728 | 3.0728 | 3.0728 | 1.5344 | 1.5637 | 1.5637 | 1.7287 | 1.9415 | 1.9415
2025-03-15 09:00 | 0.9542 | 1.1154 | 2.1863 | 3.2142 | 3.2142 | 3.2142 | 1.4198 | 1.447 | 1.447 | 1.5997 | 1.7966 | 1.7966
2025-03-15 10:00 | 0.83206 | 0.97261 | 1.9064 | 2.8028 | 2.8028 | 2.8028 | 1.1031 | 1.1241 | 1.1241 | 1.2428 | 1.3957 | 1.3957
2025-03-15 11:00 | 0.89313 | 1.044 | 2.0464 | 3.0085 | 3.0085 | 3.0085 | 0.80153 | 0.81686 | 0.81686 | 0.90308 | 1.0142 | 1.0142
2025-03-15 12:00 | 0.9313 | 1.0886 | 2.1338 | 3.1371 | 3.1371 | 3.1371 | 0.88168 | 0.89854 | 0.89854 | 0.99339 | 1.1156 | 1.1156
2025-03-15 13:00 | 1.416 | 1.6552 | 3.2445 | 4.7699 | 4.7699 | 4.7699 | 2 | 2.0382 | 2.0382 | 2.2534 | 2.5307 | 2.5307
2025-03-15 14:00 | 1.3855 | 1.6195 | 3.1745 | 4.6671 | 4.6671 | 4.6671 | 2.0954 | 2.1355 | 2.1355 | 2.3609 | 2.6514 | 2.6514
2025-03-15 15:00 | 1.355 | 1.5838 | 3.1045 | 4.5642 | 4.5642 | 4.5642 | 2.2252 | 2.2677 | 2.2677 | 2.5071 | 2.8156 | 2.8156
2025-03-15 16:00 | 1.542 | 1.8024 | 3.533 | 5.1942 | 5.1942 | 5.1942 | 2.4618 | 2.5089 | 2.5089 | 2.7737 | 3.1151 | 3.1151
2025-03-15 17:00 | 1.6183 | 1.8917 | 3.7079 | 5.4513 | 5.4513 | 5.4513 | 2.5992 | 2.6489 | 2.6489 | 2.9286 | 3.2889 | 3.2889
2025-03-15 18:00 | 1.4351 | 1.6775 | 3.2882 | 4.8342 | 4.8342 | 4.8342 | 2.5267 | 2.575 | 2.575 | 2.8468 | 3.1972 | 3.1972
2025-03-15 19:00 | 1.4313 | 1.6731 | 3.2794 | 4.8213 | 4.8213 | 4.8213 | 2.3435 | 2.3883 | 2.3883 | 2.6404 | 2.9654 | 2.9654
2025-03-15 20:00 | 1.3206 | 1.5437 | 3.0258 | 4.4485 | 4.4485 | 4.4485 | 2.2824 | 2.3261 | 2.3261 | 2.5716 | 2.8881 | 2.8881
2025-03-15 21:00 | 1.229 | 1.4366 | 2.8159 | 4.1399 | 4.1399 | 4.1399 | 1.9542 | 1.9916 | 1.9916 | 2.2018 | 2.4727 | 2.4727
2025-03-15 22:00 | 1.0954 | 1.2804 | 2.5099 | 3.6899 | 3.6899 | 3.6899 | 1.8397 | 1.8749 | 1.8749 | 2.0728 | 2.3279 | 2.3279
2025-03-15 23:00 | 1.0649 | 1.2448 | 2.4399 | 3.5871 | 3.5871 | 3.5871 | 1.771 | 1.8049 | 1.8049 | 1.9954 | 2.2409 | 2.2409
2025-03-16 | 0.98473 | 1.1511 | 2.2563 | 3.3171 | 3.3171 | 3.3171 | 1.6336 | 1.6648 | 1.6648 | 1.8406 | 2.0671 | 2.0671
2025-03-16 01:00 | 0.84733 | 0.99045 | 1.9414 | 2.8542 | 2.8542 | 2.8542 | 1.4962 | 1.5248 | 1.5248 | 1.6857 | 1.8932 | 1.8932
2025-03-16 02:00 | 0.83588 | 0.97707 | 1.9152 | 2.8157 | 2.8157 | 2.8157 | 1.542 | 1.5715 | 1.5715 | 1.7373 | 1.9511 | 1.9511
2025-03-16 03:00 | 0.80916 | 0.94584 | 1.854 | 2.7257 | 2.7257 | 2.7257 | 1.4695 | 1.4976 | 1.4976 | 1.6556 | 1.8594 | 1.8594
2025-03-16 04:00 | 0.78244 | 0.91461 | 1.7928 | 2.6357 | 2.6357 | 2.6357 | 1.3015 | 1.3264 | 1.3264 | 1.4664 | 1.6469 | 1.6469
2025-03-16 05:00 | 0.85496 | 0.99937 | 1.9589 | 2.8799 | 2.8799 | 2.8799 | 1.3168 | 1.342 | 1.342 | 1.4836 | 1.6662 | 1.6662
2025-03-16 06:00 | 0.91603 | 1.0708 | 2.0988 | 3.0857 | 3.0857 | 3.0857 | 1.4618 | 1.4898 | 1.4898 | 1.647 | 1.8497 | 1.8497
2025-03-16 07:00 | 0.83588 | 0.97707 | 1.9152 | 2.8157 | 2.8157 | 2.8157 | 1.5038 | 1.5326 | 1.5326 | 1.6943 | 1.9028 | 1.9028
2025-03-16 08:00 | 0.94656 | 1.1065 | 2.1688 | 3.1885 | 3.1885 | 3.1885 | 1.7481 | 1.7815 | 1.7815 | 1.9696 | 2.2119 | 2.2119
2025-03-16 09:00 | 1.0229 | 1.1957 | 2.3437 | 3.4457 | 3.4457 | 3.4457 | 1.6031 | 1.6337 | 1.6337 | 1.8062 | 2.0284 | 2.0284
2025-03-16 10:00 | 1.0649 | 1.2448 | 2.4399 | 3.5871 | 3.5871 | 3.5871 | 1.626 | 1.657 | 1.657 | 1.832 | 2.0574 | 2.0574
2025-03-16 11:00 | 1.1603 | 1.3563 | 2.6585 | 3.9085 | 3.9085 | 3.9085 | 1.687 | 1.7193 | 1.7193 | 1.9008 | 2.1347 | 2.1347
2025-03-16 12:00 | 1.1603 | 1.3563 | 2.6585 | 3.9085 | 3.9085 | 3.9085 | 1.8015 | 1.836 | 1.836 | 2.0298 | 2.2796 | 2.2796
2025-03-16 13:00 | 1.3053 | 1.5258 | 2.9908 | 4.3971 | 4.3971 | 4.3971 | 2.1145 | 2.1549 | 2.1549 | 2.3824 | 2.6756 | 2.6756
2025-03-16 14:00 | 1.542 | 1.8024 | 3.533 | 5.1942 | 5.1942 | 5.1942 | 2.5992 | 2.6489 | 2.6489 | 2.9286 | 3.2889 | 3.2889
2025-03-16 15:00 | 1.3359 | 1.5615 | 3.0608 | 4.4999 | 4.4999 | 4.4999 | 2.2863 | 2.33 | 2.33 | 2.5759 | 2.8929 | 2.8929
2025-03-16 16:00 | 1.2634 | 1.4768 | 2.8946 | 4.2556 | 4.2556 | 4.2556 | 2.1603 | 2.2016 | 2.2016 | 2.434 | 2.7335 | 2.7335
2025-03-16 17:00 | 1.3244 | 1.5481 | 3.0346 | 4.4613 | 4.4613 | 4.4613 | 2.1794 | 2.2211 | 2.2211 | 2.4555 | 2.7577 | 2.7577
2025-03-16 18:00 | 1.2557 | 1.4678 | 2.8772 | 4.2299 | 4.2299 | 4.2299 | 2.2786 | 2.3222 | 2.3222 | 2.5673 | 2.8833 | 2.8833
2025-03-16 19:00 | 1.2366 | 1.4455 | 2.8334 | 4.1656 | 4.1656 | 4.1656 | 2.2519 | 2.295 | 2.295 | 2.5372 | 2.8494 | 2.8494
2025-03-16 20:00 | 1.187 | 1.3875 | 2.7197 | 3.9985 | 3.9985 | 3.9985 | 2.0916 | 2.1316 | 2.1316 | 2.3566 | 2.6466 | 2.6466
2025-03-16 21:00 | 1.0954 | 1.2804 | 2.5099 | 3.6899 | 3.6899 | 3.6899 | 1.9733 | 2.011 | 2.011 | 2.2233 | 2.4969 | 2.4969
2025-03-16 22:00 | 0.96947 | 1.1332 | 2.2213 | 3.2657 | 3.2657 | 3.2657 | 1.7176 | 1.7504 | 1.7504 | 1.9352 | 2.1733 | 2.1733
2025-03-16 23:00 | 0.96183 | 1.1243 | 2.2038 | 3.2399 | 3.2399 | 3.2399 | 1.6679 | 1.6998 | 1.6998 | 1.8793 | 2.1105 | 2.1105
2025-03-17 | 0.90458 | 1.0574 | 2.0726 | 3.0471 | 3.0471 | 3.0471 | 1.5687 | 1.5987 | 1.5987 | 1.7675 | 1.985 | 1.985
2025-03-17 01:00 | 0.79008 | 0.92353 | 1.8102 | 2.6614 | 2.6614 | 2.6614 | 1.3397 | 1.3653 | 1.3653 | 1.5094 | 1.6952 | 1.6952
2025-03-17 02:00 | 0.76718 | 0.89676 | 1.7578 | 2.5842 | 2.5842 | 2.5842 | 1.355 | 1.3809 | 1.3809 | 1.5266 | 1.7145 | 1.7145
2025-03-17 03:00 | 0.74427 | 0.86999 | 1.7053 | 2.5071 | 2.5071 | 2.5071 | 1.2901 | 1.3147 | 1.3147 | 1.4535 | 1.6324 | 1.6324
2025-03-17 04:00 | 0.74046 | 0.86553 | 1.6966 | 2.4942 | 2.4942 | 2.4942 | 1.2672 | 1.2914 | 1.2914 | 1.4277 | 1.6034 | 1.6034
2025-03-17 05:00 | 0.91985 | 1.0752 | 2.1076 | 3.0985 | 3.0985 | 3.0985 | 1.4771 | 1.5053 | 1.5053 | 1.6642 | 1.869 | 1.869
2025-03-17 06:00 | 1.1145 | 1.3028 | 2.5536 | 3.7542 | 3.7542 | 3.7542 | 1.7595 | 1.7932 | 1.7932 | 1.9825 | 2.2264 | 2.2264
2025-03-17 07:00 | 1.3321 | 1.5571 | 3.0521 | 4.4871 | 4.4871 | 4.4871 | 2.2634 | 2.3066 | 2.3066 | 2.5501 | 2.8639 | 2.8639
2025-03-17 08:00 | 1.3321 | 1.5571 | 3.0521 | 4.4871 | 4.4871 | 4.4871 | 2.1069 | 2.1472 | 2.1472 | 2.3738 | 2.6659 | 2.6659
2025-03-17 09:00 | 1.2023 | 1.4054 | 2.7547 | 4.0499 | 4.0499 | 4.0499 | 1.5573 | 1.587 | 1.587 | 1.7546 | 1.9705 | 1.9705
2025-03-17 10:00 | 0.96565 | 1.1288 | 2.2125 | 3.2528 | 3.2528 | 3.2528 | 1.0992 | 1.1203 | 1.1203 | 1.2385 | 1.3909 | 1.3909
2025-03-17 11:00 | 0.81679 | 0.95476 | 1.8715 | 2.7514 | 2.7514 | 2.7514 | 0.54198 | 0.55235 | 0.55235 | 0.61065 | 0.6858 | 0.6858
2025-03-17 12:00 | 0.68321 | 0.79861 | 1.5654 | 2.3014 | 2.3014 | 2.3014 | 0.35496 | 0.36175 | 0.36175 | 0.39993 | 0.44915 | 0.44915
2025-03-17 13:00 | 0.66794 | 0.78076 | 1.5304 | 2.25 | 2.25 | 2.25 | 0.22137 | 0.22561 | 0.22561 | 0.24942 | 0.28011 | 0.28011
2025-03-17 14:00 | 0.61832 | 0.72276 | 1.4167 | 2.0828 | 2.0828 | 2.0828 | 0.58397 | 0.59514 | 0.59514 | 0.65796 | 0.73892 | 0.73892
2025-03-17 15:00 | 0.71374 | 0.8343 | 1.6353 | 2.4042 | 2.4042 | 2.4042 | 1.042 | 1.0619 | 1.0619 | 1.174 | 1.3185 | 1.3185
2025-03-17 16:00 | 0.90076 | 1.0529 | 2.0639 | 3.0342 | 3.0342 | 3.0342 | 1.458 | 1.4859 | 1.4859 | 1.6427 | 1.8449 | 1.8449
2025-03-17 17:00 | 1.084 | 1.2671 | 2.4836 | 3.6514 | 3.6514 | 3.6514 | 2.0687 | 2.1083 | 2.1083 | 2.3308 | 2.6176 | 2.6176
2025-03-17 18:00 | 1.1985 | 1.4009 | 2.746 | 4.0371 | 4.0371 | 4.0371 | 2.2366 | 2.2794 | 2.2794 | 2.52 | 2.8301 | 2.8301
2025-03-17 19:00 | 1.2214 | 1.4277 | 2.7985 | 4.1142 | 4.1142 | 4.1142 | 2.2977 | 2.3417 | 2.3417 | 2.5888 | 2.9074 | 2.9074
2025-03-17 20:00 | 1.2214 | 1.4277 | 2.7985 | 4.1142 | 4.1142 | 4.1142 | 2.0878 | 2.1277 | 2.1277 | 2.3523 | 2.6418 | 2.6418
2025-03-17 21:00 | 1.0878 | 1.2715 | 2.4924 | 3.6642 | 3.6642 | 3.6642 | 1.9809 | 2.0188 | 2.0188 | 2.2319 | 2.5065 | 2.5065
2025-03-17 22:00 | 0.97328 | 1.1377 | 2.23 | 3.2785 | 3.2785 | 3.2785 | 1.8702 | 1.906 | 1.906 | 2.1072 | 2.3665 | 2.3665
2025-03-17 23:00 | 0.93893 | 1.0975 | 2.1513 | 3.1628 | 3.1628 | 3.1628 | 1.6221 | 1.6532 | 1.6532 | 1.8277 | 2.0526 | 2.0526
2025-03-18 | 0.90076 | 1.0529 | 2.0639 | 3.0342 | 3.0342 | 3.0342 | 1.4504 | 1.4781 | 1.4781 | 1.6341 | 1.8352 | 1.8352
2025-03-18 01:00 | 0.79771 | 0.93245 | 1.8277 | 2.6871 | 2.6871 | 2.6871 | 1.3779 | 1.4042 | 1.4042 | 1.5524 | 1.7435 | 1.7435
2025-03-18 02:00 | 0.78626 | 0.91907 | 1.8015 | 2.6485 | 2.6485 | 2.6485 | 1.3168 | 1.342 | 1.342 | 1.4836 | 1.6662 | 1.6662
2025-03-18 03:00 | 0.79771 | 0.93245 | 1.8277 | 2.6871 | 2.6871 | 2.6871 | 1.3359 | 1.3614 | 1.3614 | 1.5051 | 1.6903 | 1.6903
2025-03-18 04:00 | 0.8626 | 1.0083 | 1.9764 | 2.9057 | 2.9057 | 2.9057 | 1.2481 | 1.272 | 1.272 | 1.4062 | 1.5793 | 1.5793
2025-03-18 05:00 | 0.95038 | 1.1109 | 2.1775 | 3.2014 | 3.2014 | 3.2014 | 1.542 | 1.5715 | 1.5715 | 1.7373 | 1.9511 | 1.9511
2025-03-18 06:00 | 1.1603 | 1.3563 | 2.6585 | 3.9085 | 3.9085 | 3.9085 | 2.126 | 2.1666 | 2.1666 | 2.3953 | 2.6901 | 2.6901
2025-03-18 07:00 | 1.4237 | 1.6641 | 3.2619 | 4.7956 | 4.7956 | 4.7956 | 2.5 | 2.5478 | 2.5478 | 2.8167 | 3.1634 | 3.1634
2025-03-18 08:00 | 1.3817 | 1.6151 | 3.1657 | 4.6542 | 4.6542 | 4.6542 | 2.3855 | 2.4311 | 2.4311 | 2.6877 | 3.0185 | 3.0185
2025-03-18 09:00 | 1.2061 | 1.4098 | 2.7635 | 4.0628 | 4.0628 | 4.0628 | 1.7023 | 1.7348 | 1.7348 | 1.918 | 2.154 | 2.154
2025-03-18 10:00 | 1 | 1.1689 | 2.2912 | 3.3685 | 3.3685 | 3.3685 | 1.2824 | 1.307 | 1.307 | 1.4449 | 1.6227 | 1.6227
2025-03-18 11:00 | 0.84733 | 0.99045 | 1.9414 | 2.8542 | 2.8542 | 2.8542 | 0.68702 | 0.70016 | 0.70016 | 0.77407 | 0.86932 | 0.86932
2025-03-18 12:00 | 0.72519 | 0.84768 | 1.6616 | 2.4428 | 2.4428 | 2.4428 | 0.43893 | 0.44733 | 0.44733 | 0.49454 | 0.5554 | 0.5554
2025-03-18 13:00 | 0.80153 | 0.93691 | 1.8365 | 2.7 | 2.7 | 2.7 | 0.44275 | 0.45122 | 0.45122 | 0.49884 | 0.56023 | 0.56023
2025-03-18 14:00 | 0.77481 | 0.90568 | 1.7753 | 2.61 | 2.61 | 2.61 | 0.53817 | 0.54846 | 0.54846 | 0.60635 | 0.68097 | 0.68097
2025-03-18 15:00 | 0.85496 | 0.99937 | 1.9589 | 2.8799 | 2.8799 | 2.8799 | 1.0611 | 1.0814 | 1.0814 | 1.1955 | 1.3426 | 1.3426
2025-03-18 16:00 | 1.1603 | 1.3563 | 2.6585 | 3.9085 | 3.9085 | 3.9085 | 2.0076 | 2.046 | 2.046 | 2.262 | 2.5404 | 2.5404
2025-03-18 17:00 | 1.1565 | 1.3518 | 2.6498 | 3.8956 | 3.8956 | 3.8956 | 1.8817 | 1.9177 | 1.9177 | 2.1201 | 2.381 | 2.381
2025-03-18 18:00 | 1.2595 | 1.4723 | 2.8859 | 4.2428 | 4.2428 | 4.2428 | 2.1336 | 2.1744 | 2.1744 | 2.4039 | 2.6997 | 2.6997
2025-03-18 19:00 | 1.2214 | 1.4277 | 2.7985 | 4.1142 | 4.1142 | 4.1142 | 2.271 | 2.3144 | 2.3144 | 2.5587 | 2.8736 | 2.8736
2025-03-18 20:00 | 1.1832 | 1.3831 | 2.711 | 3.9856 | 3.9856 | 3.9856 | 1.9084 | 1.9449 | 1.9449 | 2.1502 | 2.4148 | 2.4148
2025-03-18 21:00 | 1.0954 | 1.2804 | 2.5099 | 3.6899 | 3.6899 | 3.6899 | 1.8779 | 1.9138 | 1.9138 | 2.1158 | 2.3761 | 2.3761
2025-03-18 22:00 | 1.0305 | 1.2046 | 2.3612 | 3.4714 | 3.4714 | 3.4714 | 1.6718 | 1.7037 | 1.7037 | 1.8836 | 2.1154 | 2.1154
2025-03-18 23:00 | 0.87405 | 1.0217 | 2.0026 | 2.9442 | 2.9442 | 2.9442 | 1.5802 | 1.6104 | 1.6104 | 1.7804 | 1.9994 | 1.9994
2025-03-19 | 0.8626 | 1.0083 | 1.9764 | 2.9057 | 2.9057 | 2.9057 | 1.4427 | 1.4703 | 1.4703 | 1.6255 | 1.8256 | 1.8256
2025-03-19 01:00 | 0.76718 | 0.89676 | 1.7578 | 2.5842 | 2.5842 | 2.5842 | 1.2863 | 1.3109 | 1.3109 | 1.4492 | 1.6276 | 1.6276
2025-03-19 02:00 | 0.71756 | 0.83876 | 1.6441 | 2.4171 | 2.4171 | 2.4171 | 1.313 | 1.3381 | 1.3381 | 1.4793 | 1.6614 | 1.6614
2025-03-19 03:00 | 0.71756 | 0.83876 | 1.6441 | 2.4171 | 2.4171 | 2.4171 | 1.2481 | 1.272 | 1.272 | 1.4062 | 1.5793 | 1.5793
2025-03-19 04:00 | 0.73664 | 0.86107 | 1.6878 | 2.4814 | 2.4814 | 2.4814 | 1.2061 | 1.2292 | 1.2292 | 1.3589 | 1.5261 | 1.5261
2025-03-19 05:00 | 0.82824 | 0.96814 | 1.8977 | 2.7899 | 2.7899 | 2.7899 | 1.4962 | 1.5248 | 1.5248 | 1.6857 | 1.8932 | 1.8932
2025-03-19 06:00 | 1.0687 | 1.2492 | 2.4486 | 3.5999 | 3.5999 | 3.5999 | 1.9122 | 1.9488 | 1.9488 | 2.1545 | 2.4196 | 2.4196
2025-03-19 07:00 | 1.2748 | 1.4901 | 2.9209 | 4.2942 | 4.2942 | 4.2942 | 2.1794 | 2.2211 | 2.2211 | 2.4555 | 2.7577 | 2.7577
2025-03-19 08:00 | 1.3664 | 1.5972 | 3.1308 | 4.6028 | 4.6028 | 4.6028 | 2.3206 | 2.365 | 2.365 | 2.6146 | 2.9364 | 2.9364
2025-03-19 09:00 | 1.2557 | 1.4678 | 2.8772 | 4.2299 | 4.2299 | 4.2299 | 2.0305 | 2.0694 | 2.0694 | 2.2878 | 2.5693 | 2.5693
2025-03-19 10:00 | 1.0382 | 1.2135 | 2.3787 | 3.4971 | 3.4971 | 3.4971 | 1.1603 | 1.1825 | 1.1825 | 1.3073 | 1.4682 | 1.4682
2025-03-19 11:00 | 1.0191 | 1.1912 | 2.335 | 3.4328 | 3.4328 | 3.4328 | 1.0076 | 1.0269 | 1.0269 | 1.1353 | 1.275 | 1.275
2025-03-19 12:00 | 0.98855 | 1.1555 | 2.265 | 3.3299 | 3.3299 | 3.3299 | 0.99618 | 1.0152 | 1.0152 | 1.1224 | 1.2605 | 1.2605
2025-03-19 13:00 | 1.2595 | 1.4723 | 2.8859 | 4.2428 | 4.2428 | 4.2428 | 1.855 | 1.8904 | 1.8904 | 2.09 | 2.3472 | 2.3472
2025-03-19 14:00 | 1.2328 | 1.4411 | 2.8247 | 4.1528 | 4.1528 | 4.1528 | 1.855 | 1.8904 | 1.8904 | 2.09 | 2.3472 | 2.3472
2025-03-19 15:00 | 1.271 | 1.4857 | 2.9121 | 4.2814 | 4.2814 | 4.2814 | 1.9695 | 2.0071 | 2.0071 | 2.219 | 2.4921 | 2.4921
2025-03-19 16:00 | 1.5153 | 1.7712 | 3.4718 | 5.1042 | 5.1042 | 5.1042 | 2.687 | 2.7384 | 2.7384 | 3.0275 | 3.4 | 3.4
2025-03-19 17:00 | 1.5573 | 1.8203 | 3.568 | 5.2456 | 5.2456 | 5.2456 | 2.7023 | 2.754 | 2.754 | 3.0447 | 3.4193 | 3.4193
2025-03-19 18:00 | 1.5038 | 1.7578 | 3.4456 | 5.0656 | 5.0656 | 5.0656 | 2.4695 | 2.5167 | 2.5167 | 2.7823 | 3.1247 | 3.1247
2025-03-19 19:00 | 1.4046 | 1.6418 | 3.2182 | 4.7313 | 4.7313 | 4.7313 | 2.5229 | 2.5711 | 2.5711 | 2.8425 | 3.1923 | 3.1923
2025-03-19 20:00 | 1.3321 | 1.5571 | 3.0521 | 4.4871 | 4.4871 | 4.4871 | 2.2557 | 2.2989 | 2.2989 | 2.5415 | 2.8543 | 2.8543
2025-03-19 21:00 | 1.2176 | 1.4232 | 2.7897 | 4.1014 | 4.1014 | 4.1014 | 2.0916 | 2.1316 | 2.1316 | 2.3566 | 2.6466 | 2.6466
2025-03-19 22:00 | 1.0611 | 1.2403 | 2.4312 | 3.5742 | 3.5742 | 3.5742 | 1.9847 | 2.0227 | 2.0227 | 2.2362 | 2.5114 | 2.5114
2025-03-19 23:00 | 0.96183 | 1.1243 | 2.2038 | 3.2399 | 3.2399 | 3.2399 | 1.7901 | 1.8243 | 1.8243 | 2.0169 | 2.2651 | 2.2651
2025-03-20 | 0.91221 | 1.0663 | 2.0901 | 3.0728 | 3.0728 | 3.0728 | 1.5191 | 1.5481 | 1.5481 | 1.7115 | 1.9222 | 1.9222
2025-03-20 01:00 | 0.86641 | 1.0128 | 1.9852 | 2.9185 | 2.9185 | 2.9185 | 1.3893 | 1.4159 | 1.4159 | 1.5653 | 1.758 | 1.758
2025-03-20 02:00 | 0.82443 | 0.96368 | 1.889 | 2.7771 | 2.7771 | 2.7771 | 1.3206 | 1.3459 | 1.3459 | 1.4879 | 1.671 | 1.671
2025-03-20 03:00 | 0.81298 | 0.9503 | 1.8627 | 2.7385 | 2.7385 | 2.7385 | 1.2939 | 1.3186 | 1.3186 | 1.4578 | 1.6372 | 1.6372
2025-03-20 04:00 | 0.79771 | 0.93245 | 1.8277 | 2.6871 | 2.6871 | 2.6871 | 1.271 | 1.2953 | 1.2953 | 1.432 | 1.6082 | 1.6082
2025-03-20 05:00 | 0.96183 | 1.1243 | 2.2038 | 3.2399 | 3.2399 | 3.2399 | 1.4847 | 1.5131 | 1.5131 | 1.6728 | 1.8787 | 1.8787
2025-03-20 06:00 | 1.0916 | 1.276 | 2.5011 | 3.6771 | 3.6771 | 3.6771 | 1.7939 | 1.8282 | 1.8282 | 2.0212 | 2.2699 | 2.2699
2025-03-20 07:00 | 1.2328 | 1.4411 | 2.8247 | 4.1528 | 4.1528 | 4.1528 | 2.1641 | 2.2055 | 2.2055 | 2.4383 | 2.7384 | 2.7384
2025-03-20 08:00 | 1.2405 | 1.45 | 2.8422 | 4.1785 | 4.1785 | 4.1785 | 2.2863 | 2.33 | 2.33 | 2.5759 | 2.8929 | 2.8929
2025-03-20 09:00 | 1.2519 | 1.4634 | 2.8684 | 4.2171 | 4.2171 | 4.2171 | 2.0382 | 2.0771 | 2.0771 | 2.2964 | 2.579 | 2.579
2025-03-20 10:00 | 1.374 | 1.6061 | 3.1483 | 4.6285 | 4.6285 | 4.6285 | 2.0458 | 2.0849 | 2.0849 | 2.305 | 2.5886 | 2.5886
2025-03-20 11:00 | 1.2214 | 1.4277 | 2.7985 | 4.1142 | 4.1142 | 4.1142 | 1.7176 | 1.7504 | 1.7504 | 1.9352 | 2.1733 | 2.1733
2025-03-20 12:00 | 1.5229 | 1.7801 | 3.4893 | 5.1299 | 5.1299 | 5.1299 | 2.3435 | 2.3883 | 2.3883 | 2.6404 | 2.9654 | 2.9654
2025-03-20 13:00 | 1.374 | 1.6061 | 3.1483 | 4.6285 | 4.6285 | 4.6285 | 2.0916 | 2.1316 | 2.1316 | 2.3566 | 2.6466 | 2.6466
2025-03-20 14:00 | 1.5191 | 1.7757 | 3.4806 | 5.117 | 5.117 | 5.117 | 2.6565 | 2.7073 | 2.7073 | 2.9931 | 3.3614 | 3.3614
2025-03-20 15:00 | 1.5191 | 1.7757 | 3.4806 | 5.117 | 5.117 | 5.117 | 2.3969 | 2.4428 | 2.4428 | 2.7006 | 3.033 | 3.033
2025-03-20 16:00 | 1.5 | 1.7534 | 3.4368 | 5.0528 | 5.0528 | 5.0528 | 2.6412 | 2.6917 | 2.6917 | 2.9759 | 3.3421 | 3.3421
2025-03-20 17:00 | 1.4618 | 1.7088 | 3.3494 | 4.9242 | 4.9242 | 4.9242 | 2.5267 | 2.575 | 2.575 | 2.8468 | 3.1972 | 3.1972
2025-03-20 18:00 | 1.4618 | 1.7088 | 3.3494 | 4.9242 | 4.9242 | 4.9242 | 2.5267 | 2.575 | 2.575 | 2.8468 | 3.1972 | 3.1972
2025-03-20 19:00 | 1.3702 | 1.6017 | 3.1395 | 4.6156 | 4.6156 | 4.6156 | 2.5 | 2.5478 | 2.5478 | 2.8167 | 3.1634 | 3.1634
2025-03-20 20:00 | 1.3511 | 1.5794 | 3.0958 | 4.5513 | 4.5513 | 4.5513 | 2.374 | 2.4194 | 2.4194 | 2.6748 | 3.004 | 3.004
2025-03-20 21:00 | 1.2901 | 1.508 | 2.9559 | 4.3456 | 4.3456 | 4.3456 | 2.2824 | 2.3261 | 2.3261 | 2.5716 | 2.8881 | 2.8881
2025-03-20 22:00 | 1.1336 | 1.3251 | 2.5973 | 3.8185 | 3.8185 | 3.8185 | 1.8702 | 1.906 | 1.906 | 2.1072 | 2.3665 | 2.3665
2025-03-20 23:00 | 1.0458 | 1.2224 | 2.3962 | 3.5228 | 3.5228 | 3.5228 | 1.687 | 1.7193 | 1.7193 | 1.9008 | 2.1347 | 2.1347
2025-03-21 | 0.97328 | 1.1377 | 2.23 | 3.2785 | 3.2785 | 3.2785 | 1.5992 | 1.6298 | 1.6298 | 1.8019 | 2.0236 | 2.0236
2025-03-21 01:00 | 0.85878 | 1.0038 | 1.9677 | 2.8928 | 2.8928 | 2.8928 | 1.4504 | 1.4781 | 1.4781 | 1.6341 | 1.8352 | 1.8352
2025-03-21 02:00 | 0.76718 | 0.89676 | 1.7578 | 2.5842 | 2.5842 | 2.5842 | 1.3511 | 1.377 | 1.377 | 1.5223 | 1.7097 | 1.7097
2025-03-21 03:00 | 0.76336 | 0.8923 | 1.749 | 2.5714 | 2.5714 | 2.5714 | 1.271 | 1.2953 | 1.2953 | 1.432 | 1.6082 | 1.6082
2025-03-21 04:00 | 0.77099 | 0.90122 | 1.7665 | 2.5971 | 2.5971 | 2.5971 | 1.3015 | 1.3264 | 1.3264 | 1.4664 | 1.6469 | 1.6469
2025-03-21 05:00 | 0.88931 | 1.0395 | 2.0376 | 2.9957 | 2.9957 | 2.9957 | 1.5076 | 1.5365 | 1.5365 | 1.6986 | 1.9077 | 1.9077
2025-03-21 06:00 | 1.126 | 1.3161 | 2.5798 | 3.7928 | 3.7928 | 3.7928 | 1.916 | 1.9527 | 1.9527 | 2.1588 | 2.4244 | 2.4244
2025-03-21 07:00 | 1.2366 | 1.4455 | 2.8334 | 4.1656 | 4.1656 | 4.1656 | 2.3244 | 2.3689 | 2.3689 | 2.6189 | 2.9412 | 2.9412
2025-03-21 08:00 | 1.3702 | 1.6017 | 3.1395 | 4.6156 | 4.6156 | 4.6156 | 2.3244 | 2.3689 | 2.3689 | 2.6189 | 2.9412 | 2.9412
2025-03-21 09:00 | 1.3817 | 1.6151 | 3.1657 | 4.6542 | 4.6542 | 4.6542 | 2.2977 | 2.3417 | 2.3417 | 2.5888 | 2.9074 | 2.9074
2025-03-21 10:00 | 1.4771 | 1.7266 | 3.3844 | 4.9756 | 4.9756 | 4.9756 | 2.4656 | 2.5128 | 2.5128 | 2.778 | 3.1199 | 3.1199
2025-03-21 11:00 | 1.4847 | 1.7355 | 3.4019 | 5.0013 | 5.0013 | 5.0013 | 2.2939 | 2.3378 | 2.3378 | 2.5845 | 2.9026 | 2.9026
2025-03-21 12:00 | 1.4542 | 1.6998 | 3.3319 | 4.8985 | 4.8985 | 4.8985 | 2.0115 | 2.0499 | 2.0499 | 2.2663 | 2.5452 | 2.5452
2025-03-21 13:00 | 1.3893 | 1.624 | 3.1832 | 4.6799 | 4.6799 | 4.6799 | 1.9847 | 2.0227 | 2.0227 | 2.2362 | 2.5114 | 2.5114
2025-03-21 14:00 | 1.4924 | 1.7444 | 3.4194 | 5.0271 | 5.0271 | 5.0271 | 1.6985 | 1.731 | 1.731 | 1.9137 | 2.1492 | 2.1492
2025-03-21 15:00 | 1.1489 | 1.3429 | 2.6323 | 3.8699 | 3.8699 | 3.8699 | 1.5916 | 1.622 | 1.622 | 1.7933 | 2.0139 | 2.0139
2025-03-21 16:00 | 1.3473 | 1.5749 | 3.087 | 4.5385 | 4.5385 | 4.5385 | 2.3779 | 2.4233 | 2.4233 | 2.6791 | 3.0088 | 3.0088
2025-03-21 17:00 | 1.3779 | 1.6106 | 3.157 | 4.6413 | 4.6413 | 4.6413 | 2.3435 | 2.3883 | 2.3883 | 2.6404 | 2.9654 | 2.9654
2025-03-21 18:00 | 1.4924 | 1.7444 | 3.4194 | 5.0271 | 5.0271 | 5.0271 | 2.0496 | 2.0888 | 2.0888 | 2.3093 | 2.5935 | 2.5935
2025-03-21 19:00 | 1.4122 | 1.6508 | 3.2357 | 4.7571 | 4.7571 | 4.7571 | 2.2214 | 2.2639 | 2.2639 | 2.5028 | 2.8108 | 2.8108
2025-03-21 20:00 | 1.2634 | 1.4768 | 2.8946 | 4.2556 | 4.2556 | 4.2556 | 2.0763 | 2.116 | 2.116 | 2.3394 | 2.6273 | 2.6273
2025-03-21 21:00 | 1.1336 | 1.3251 | 2.5973 | 3.8185 | 3.8185 | 3.8185 | 1.9198 | 1.9566 | 1.9566 | 2.1631 | 2.4293 | 2.4293
2025-03-21 22:00 | 1.0649 | 1.2448 | 2.4399 | 3.5871 | 3.5871 | 3.5871 | 1.8817 | 1.9177 | 1.9177 | 2.1201 | 2.381 | 2.381
2025-03-21 23:00 | 1.0038 | 1.1734 | 2.3 | 3.3814 | 3.3814 | 3.3814 | 1.5916 | 1.622 | 1.622 | 1.7933 | 2.0139 | 2.0139
2025-03-22 | 0.94656 | 1.1065 | 2.1688 | 3.1885 | 3.1885 | 3.1885 | 1.3893 | 1.4159 | 1.4159 | 1.5653 | 1.758 | 1.758
2025-03-22 01:00 | 0.82061 | 0.95922 | 1.8802 | 2.7642 | 2.7642 | 2.7642 | 1.3053 | 1.3303 | 1.3303 | 1.4707 | 1.6517 | 1.6517
2025-03-22 02:00 | 0.76718 | 0.89676 | 1.7578 | 2.5842 | 2.5842 | 2.5842 | 1.2634 | 1.2875 | 1.2875 | 1.4234 | 1.5986 | 1.5986
2025-03-22 03:00 | 0.74427 | 0.86999 | 1.7053 | 2.5071 | 2.5071 | 2.5071 | 1.187 | 1.2097 | 1.2097 | 1.3374 | 1.502 | 1.502
2025-03-22 04:00 | 0.79008 | 0.92353 | 1.8102 | 2.6614 | 2.6614 | 2.6614 | 1.145 | 1.1669 | 1.1669 | 1.2901 | 1.4489 | 1.4489
2025-03-22 05:00 | 0.77099 | 0.90122 | 1.7665 | 2.5971 | 2.5971 | 2.5971 | 1.2481 | 1.272 | 1.272 | 1.4062 | 1.5793 | 1.5793
2025-03-22 06:00 | 0.85496 | 0.99937 | 1.9589 | 2.8799 | 2.8799 | 2.8799 | 1.4847 | 1.5131 | 1.5131 | 1.6728 | 1.8787 | 1.8787
2025-03-22 07:00 | 0.92748 | 1.0841 | 2.1251 | 3.1242 | 3.1242 | 3.1242 | 1.6832 | 1.7154 | 1.7154 | 1.8965 | 2.1298 | 2.1298
2025-03-22 08:00 | 0.93893 | 1.0975 | 2.1513 | 3.1628 | 3.1628 | 3.1628 | 1.6183 | 1.6493 | 1.6493 | 1.8234 | 2.0477 | 2.0477
2025-03-22 09:00 | 1.0649 | 1.2448 | 2.4399 | 3.5871 | 3.5871 | 3.5871 | 1.5153 | 1.5442 | 1.5442 | 1.7072 | 1.9173 | 1.9173
2025-03-22 10:00 | 0.98092 | 1.1466 | 2.2475 | 3.3042 | 3.3042 | 3.3042 | 1.0267 | 1.0464 | 1.0464 | 1.1568 | 1.2992 | 1.2992
2025-03-22 11:00 | 0.88168 | 1.0306 | 2.0201 | 2.9699 | 2.9699 | 2.9699 | 0.89695 | 0.9141 | 0.9141 | 1.0106 | 1.1349 | 1.1349
2025-03-22 12:00 | 0.68321 | 0.79861 | 1.5654 | 2.3014 | 2.3014 | 2.3014 | 0.33206 | 0.33841 | 0.33841 | 0.37413 | 0.42017 | 0.42017
2025-03-22 13:00 | 0.74427 | 0.86999 | 1.7053 | 2.5071 | 2.5071 | 2.5071 | 0.38168 | 0.38898 | 0.38898 | 0.43004 | 0.48296 | 0.48296
2025-03-22 14:00 | 0.59542 | 0.69599 | 1.3642 | 2.0057 | 2.0057 | 2.0057 | 0.31679 | 0.32285 | 0.32285 | 0.35693 | 0.40085 | 0.40085
2025-03-22 15:00 | 0.79771 | 0.93245 | 1.8277 | 2.6871 | 2.6871 | 2.6871 | 0.79389 | 0.80908 | 0.80908 | 0.89448 | 1.0046 | 1.0046
2025-03-22 16:00 | 1.0115 | 1.1823 | 2.3175 | 3.4071 | 3.4071 | 3.4071 | 1.4618 | 1.4898 | 1.4898 | 1.647 | 1.8497 | 1.8497
2025-03-22 17:00 | 1.2672 | 1.4812 | 2.9034 | 4.2685 | 4.2685 | 4.2685 | 1.9771 | 2.0149 | 2.0149 | 2.2276 | 2.5017 | 2.5017
2025-03-22 18:00 | 1.2366 | 1.4455 | 2.8334 | 4.1656 | 4.1656 | 4.1656 | 2.1374 | 2.1783 | 2.1783 | 2.4082 | 2.7046 | 2.7046
2025-03-22 19:00 | 1.1947 | 1.3964 | 2.7372 | 4.0242 | 4.0242 | 4.0242 | 2.0534 | 2.0927 | 2.0927 | 2.3136 | 2.5983 | 2.5983
2025-03-22 20:00 | 1.1183 | 1.3072 | 2.5623 | 3.7671 | 3.7671 | 3.7671 | 1.958 | 1.9955 | 1.9955 | 2.2061 | 2.4776 | 2.4776
2025-03-22 21:00 | 1.0458 | 1.2224 | 2.3962 | 3.5228 | 3.5228 | 3.5228 | 1.7977 | 1.8321 | 1.8321 | 2.0255 | 2.2747 | 2.2747
2025-03-22 22:00 | 0.9542 | 1.1154 | 2.1863 | 3.2142 | 3.2142 | 3.2142 | 1.5878 | 1.6182 | 1.6182 | 1.789 | 2.0091 | 2.0091
2025-03-22 23:00 | 0.95802 | 1.1198 | 2.195 | 3.2271 | 3.2271 | 3.2271 | 1.4542 | 1.482 | 1.482 | 1.6384 | 1.8401 | 1.8401
2025-03-23 | 0.94275 | 1.102 | 2.1601 | 3.1757 | 3.1757 | 3.1757 | 1.4084 | 1.4353 | 1.4353 | 1.5868 | 1.7821 | 1.7821
2025-03-23 01:00 | 0.79771 | 0.93245 | 1.8277 | 2.6871 | 2.6871 | 2.6871 | 1.3015 | 1.3264 | 1.3264 | 1.4664 | 1.6469 | 1.6469
2025-03-23 02:00 | 0.79771 | 0.93245 | 1.8277 | 2.6871 | 2.6871 | 2.6871 | 1.2519 | 1.2758 | 1.2758 | 1.4105 | 1.5841 | 1.5841
2025-03-23 03:00 | 0.74427 | 0.86999 | 1.7053 | 2.5071 | 2.5071 | 2.5071 | 1.271 | 1.2953 | 1.2953 | 1.432 | 1.6082 | 1.6082
2025-03-23 04:00 | 0.73664 | 0.86107 | 1.6878 | 2.4814 | 2.4814 | 2.4814 | 1.271 | 1.2953 | 1.2953 | 1.432 | 1.6082 | 1.6082
2025-03-23 05:00 | 0.82443 | 0.96368 | 1.889 | 2.7771 | 2.7771 | 2.7771 | 1.2557 | 1.2797 | 1.2797 | 1.4148 | 1.5889 | 1.5889
2025-03-23 06:00 | 0.91985 | 1.0752 | 2.1076 | 3.0985 | 3.0985 | 3.0985 | 1.3397 | 1.3653 | 1.3653 | 1.5094 | 1.6952 | 1.6952
2025-03-23 07:00 | 0.91221 | 1.0663 | 2.0901 | 3.0728 | 3.0728 | 3.0728 | 1.4466 | 1.4742 | 1.4742 | 1.6298 | 1.8304 | 1.8304
2025-03-23 08:00 | 0.94656 | 1.1065 | 2.1688 | 3.1885 | 3.1885 | 3.1885 | 1.4847 | 1.5131 | 1.5131 | 1.6728 | 1.8787 | 1.8787
2025-03-23 09:00 | 1.0725 | 1.2537 | 2.4574 | 3.6128 | 3.6128 | 3.6128 | 1.5458 | 1.5754 | 1.5754 | 1.7417 | 1.956 | 1.956
2025-03-23 10:00 | 1.084 | 1.2671 | 2.4836 | 3.6514 | 3.6514 | 3.6514 | 1.5229 | 1.552 | 1.552 | 1.7158 | 1.927 | 1.927
2025-03-23 11:00 | 1.0763 | 1.2581 | 2.4661 | 3.6256 | 3.6256 | 3.6256 | 1.2176 | 1.2408 | 1.2408 | 1.3718 | 1.5406 | 1.5406
2025-03-23 12:00 | 1.7786 | 2.0791 | 4.0752 | 5.9913 | 5.9913 | 5.9913 | 1.4122 | 1.4392 | 1.4392 | 1.5911 | 1.7869 | 1.7869
2025-03-23 13:00 | 1.2901 | 1.508 | 2.9559 | 4.3456 | 4.3456 | 4.3456 | 1.6985 | 1.731 | 1.731 | 1.9137 | 2.1492 | 2.1492
2025-03-23 14:00 | 1.1947 | 1.3964 | 2.7372 | 4.0242 | 4.0242 | 4.0242 | 1.584 | 1.6143 | 1.6143 | 1.7847 | 2.0043 | 2.0043
2025-03-23 15:00 | 1.2061 | 1.4098 | 2.7635 | 4.0628 | 4.0628 | 4.0628 | 1.6069 | 1.6376 | 1.6376 | 1.8105 | 2.0332 | 2.0332
2025-03-23 16:00 | 1.2176 | 1.4232 | 2.7897 | 4.1014 | 4.1014 | 4.1014 | 2.229 | 2.2716 | 2.2716 | 2.5114 | 2.8205 | 2.8205
2025-03-23 17:00 | 1.3664 | 1.5972 | 3.1308 | 4.6028 | 4.6028 | 4.6028 | 2.6718 | 2.7229 | 2.7229 | 3.0103 | 3.3807 | 3.3807
2025-03-23 18:00 | 1.2595 | 1.4723 | 2.8859 | 4.2428 | 4.2428 | 4.2428 | 2.7214 | 2.7734 | 2.7734 | 3.0662 | 3.4435 | 3.4435
2025-03-23 19:00 | 1.2672 | 1.4812 | 2.9034 | 4.2685 | 4.2685 | 4.2685 | 2.645 | 2.6956 | 2.6956 | 2.9802 | 3.3469 | 3.3469
2025-03-23 20:00 | 1.1298 | 1.3206 | 2.5886 | 3.8056 | 3.8056 | 3.8056 | 2.4466 | 2.4934 | 2.4934 | 2.7565 | 3.0958 | 3.0958
2025-03-23 21:00 | 1.0191 | 1.1912 | 2.335 | 3.4328 | 3.4328 | 3.4328 | 2.3053 | 2.3494 | 2.3494 | 2.5974 | 2.9171 | 2.9171
2025-03-23 22:00 | 0.96183 | 1.1243 | 2.2038 | 3.2399 | 3.2399 | 3.2399 | 2.0725 | 2.1122 | 2.1122 | 2.3351 | 2.6225 | 2.6225
2025-03-23 23:00 | 0.99618 | 1.1644 | 2.2825 | 3.3557 | 3.3557 | 3.3557 | 1.9237 | 1.9605 | 1.9605 | 2.1674 | 2.4341 | 2.4341
2025-03-24 | 0.91221 | 1.0663 | 2.0901 | 3.0728 | 3.0728 | 3.0728 | 1.7901 | 1.8243 | 1.8243 | 2.0169 | 2.2651 | 2.2651
2025-03-24 01:00 | 0.75954 | 0.88784 | 1.7403 | 2.5585 | 2.5585 | 2.5585 | 1.5573 | 1.587 | 1.587 | 1.7546 | 1.9705 | 1.9705
2025-03-24 02:00 | 0.72901 | 0.85215 | 1.6703 | 2.4557 | 2.4557 | 2.4557 | 1.6221 | 1.6532 | 1.6532 | 1.8277 | 2.0526 | 2.0526
2025-03-24 03:00 | 0.72137 | 0.84322 | 1.6528 | 2.43 | 2.43 | 2.43 | 1.5611 | 1.5909 | 1.5909 | 1.7589 | 1.9753 | 1.9753
2025-03-24 04:00 | 0.71756 | 0.83876 | 1.6441 | 2.4171 | 2.4171 | 2.4171 | 1.5611 | 1.5909 | 1.5909 | 1.7589 | 1.9753 | 1.9753
2025-03-24 05:00 | 0.78244 | 0.91461 | 1.7928 | 2.6357 | 2.6357 | 2.6357 | 1.9847 | 2.0227 | 2.0227 | 2.2362 | 2.5114 | 2.5114
2025-03-24 06:00 | 0.90076 | 1.0529 | 2.0639 | 3.0342 | 3.0342 | 3.0342 | 2.3244 | 2.3689 | 2.3689 | 2.6189 | 2.9412 | 2.9412
2025-03-24 07:00 | 0.90458 | 1.0574 | 2.0726 | 3.0471 | 3.0471 | 3.0471 | 2.7557 | 2.8084 | 2.8084 | 3.1049 | 3.4869 | 3.4869
2025-03-24 08:00 | 1.0191 | 1.1912 | 2.335 | 3.4328 | 3.4328 | 3.4328 | 2.7137 | 2.7656 | 2.7656 | 3.0576 | 3.4338 | 3.4338
2025-03-24 09:00 | 1.1145 | 1.3028 | 2.5536 | 3.7542 | 3.7542 | 3.7542 | 2.6412 | 2.6917 | 2.6917 | 2.9759 | 3.3421 | 3.3421
2025-03-24 10:00 | 1.1298 | 1.3206 | 2.5886 | 3.8056 | 3.8056 | 3.8056 | 2.0802 | 2.1199 | 2.1199 | 2.3437 | 2.6321 | 2.6321
2025-03-24 11:00 | 1.1908 | 1.392 | 2.7285 | 4.0114 | 4.0114 | 4.0114 | 1.958 | 1.9955 | 1.9955 | 2.2061 | 2.4776 | 2.4776
2025-03-24 12:00 | 1.1107 | 1.2983 | 2.5448 | 3.7414 | 3.7414 | 3.7414 | 1.6412 | 1.6726 | 1.6726 | 1.8492 | 2.0767 | 2.0767
2025-03-24 13:00 | 1.0458 | 1.2224 | 2.3962 | 3.5228 | 3.5228 | 3.5228 | 1.8817 | 1.9177 | 1.9177 | 2.1201 | 2.381 | 2.381
2025-03-24 14:00 | 0.95802 | 1.1198 | 2.195 | 3.2271 | 3.2271 | 3.2271 | 2.2481 | 2.2911 | 2.2911 | 2.5329 | 2.8446 | 2.8446
2025-03-24 15:00 | 1.0305 | 1.2046 | 2.3612 | 3.4714 | 3.4714 | 3.4714 | 2.5344 | 2.5828 | 2.5828 | 2.8554 | 3.2068 | 3.2068
2025-03-24 16:00 | 1.0344 | 1.2091 | 2.3699 | 3.4842 | 3.4842 | 3.4842 | 2.9771 | 3.034 | 3.034 | 3.3543 | 3.7671 | 3.7671
2025-03-24 17:00 | 1.0611 | 1.2403 | 2.4312 | 3.5742 | 3.5742 | 3.5742 | 3.584 | 3.6525 | 3.6525 | 4.038 | 4.535 | 4.535
2025-03-24 18:00 | 1.1336 | 1.3251 | 2.5973 | 3.8185 | 3.8185 | 3.8185 | 3.4427 | 3.5086 | 3.5086 | 3.8789 | 4.3563 | 4.3563
2025-03-24 19:00 | 1.1603 | 1.3563 | 2.6585 | 3.9085 | 3.9085 | 3.9085 | 3.1908 | 3.2519 | 3.2519 | 3.5951 | 4.0375 | 4.0375
2025-03-24 20:00 | 1.0382 | 1.2135 | 2.3787 | 3.4971 | 3.4971 | 3.4971 | 2.874 | 2.929 | 2.929 | 3.2382 | 3.6367 | 3.6367
2025-03-24 21:00 | 0.9771 | 1.1421 | 2.2388 | 3.2914 | 3.2914 | 3.2914 | 2.5763 | 2.6256 | 2.6256 | 2.9028 | 3.26 | 3.26
2025-03-24 22:00 | 0.9771 | 1.1421 | 2.2388 | 3.2914 | 3.2914 | 3.2914 | 2.2176 | 2.26 | 2.26 | 2.4985 | 2.806 | 2.806
2025-03-24 23:00 | 0.95802 | 1.1198 | 2.195 | 3.2271 | 3.2271 | 3.2271 | 2.2328 | 2.2755 | 2.2755 | 2.5157 | 2.8253 | 2.8253
2025-03-25 | 0.91221 | 1.0663 | 2.0901 | 3.0728 | 3.0728 | 3.0728 | 1.8969 | 1.9332 | 1.9332 | 2.1373 | 2.4003 | 2.4003
2025-03-25 01:00 | 0.80534 | 0.94138 | 1.8452 | 2.7128 | 2.7128 | 2.7128 | 1.7748 | 1.8088 | 1.8088 | 1.9997 | 2.2457 | 2.2457
2025-03-25 02:00 | 0.76336 | 0.8923 | 1.749 | 2.5714 | 2.5714 | 2.5714 | 1.7099 | 1.7426 | 1.7426 | 1.9266 | 2.1636 | 2.1636
2025-03-25 03:00 | 0.70992 | 0.82984 | 1.6266 | 2.3914 | 2.3914 | 2.3914 | 1.7366 | 1.7699 | 1.7699 | 1.9567 | 2.1975 | 2.1975
2025-03-25 04:00 | 0.75573 | 0.88338 | 1.7315 | 2.5457 | 2.5457 | 2.5457 | 1.6718 | 1.7037 | 1.7037 | 1.8836 | 2.1154 | 2.1154
2025-03-25 05:00 | 0.75573 | 0.88338 | 1.7315 | 2.5457 | 2.5457 | 2.5457 | 1.9466 | 1.9838 | 1.9838 | 2.1932 | 2.4631 | 2.4631
2025-03-25 06:00 | 0.82824 | 0.96814 | 1.8977 | 2.7899 | 2.7899 | 2.7899 | 2.3435 | 2.3883 | 2.3883 | 2.6404 | 2.9654 | 2.9654
2025-03-25 07:00 | 0.90458 | 1.0574 | 2.0726 | 3.0471 | 3.0471 | 3.0471 | 2.7443 | 2.7968 | 2.7968 | 3.092 | 3.4725 | 3.4725
2025-03-25 08:00 | 0.96565 | 1.1288 | 2.2125 | 3.2528 | 3.2528 | 3.2528 | 2.8092 | 2.8629 | 2.8629 | 3.1651 | 3.5546 | 3.5546
2025-03-25 09:00 | 0.82061 | 0.95922 | 1.8802 | 2.7642 | 2.7642 | 2.7642 | 2.874 | 2.929 | 2.929 | 3.2382 | 3.6367 | 3.6367
2025-03-25 10:00 | 0.91603 | 1.0708 | 2.0988 | 3.0857 | 3.0857 | 3.0857 | 2.4313 | 2.4778 | 2.4778 | 2.7393 | 3.0764 | 3.0764
2025-03-25 11:00 | 0.84351 | 0.98599 | 1.9327 | 2.8414 | 2.8414 | 2.8414 | 2.4542 | 2.5011 | 2.5011 | 2.7651 | 3.1054 | 3.1054
2025-03-25 12:00 | 0.94275 | 1.102 | 2.1601 | 3.1757 | 3.1757 | 3.1757 | 2.2634 | 2.3066 | 2.3066 | 2.5501 | 2.8639 | 2.8639
2025-03-25 13:00 | 1.0229 | 1.1957 | 2.3437 | 3.4457 | 3.4457 | 3.4457 | 1.626 | 1.657 | 1.657 | 1.832 | 2.0574 | 2.0574
2025-03-25 14:00 | 0.99618 | 1.1644 | 2.2825 | 3.3557 | 3.3557 | 3.3557 | 1.8779 | 1.9138 | 1.9138 | 2.1158 | 2.3761 | 2.3761
2025-03-25 15:00 | 1.1908 | 1.392 | 2.7285 | 4.0114 | 4.0114 | 4.0114 | 2.2939 | 2.3378 | 2.3378 | 2.5845 | 2.9026 | 2.9026
2025-03-25 16:00 | 1.6336 | 1.9095 | 3.7429 | 5.5028 | 5.5028 | 5.5028 | 2.9427 | 2.999 | 2.999 | 3.3156 | 3.7236 | 3.7236
2025-03-25 17:00 | 2.084 | 2.436 | 4.7749 | 7.0199 | 7.0199 | 7.0199 | 3.3702 | 3.4347 | 3.4347 | 3.7972 | 4.2645 | 4.2645
2025-03-25 18:00 | 2.3626 | 2.7617 | 5.4133 | 7.9584 | 7.9584 | 7.9584 | 3.1641 | 3.2246 | 3.2246 | 3.565 | 4.0037 | 4.0037
2025-03-25 19:00 | 2.4122 | 2.8197 | 5.5269 | 8.1256 | 8.1256 | 8.1256 | 3.0878 | 3.1468 | 3.1468 | 3.479 | 3.9071 | 3.9071
2025-03-25 20:00 | 2.3473 | 2.7438 | 5.3783 | 7.907 | 7.907 | 7.907 | 2.8321 | 2.8862 | 2.8862 | 3.1909 | 3.5835 | 3.5835
2025-03-25 21:00 | 2.126 | 2.4851 | 4.8711 | 7.1613 | 7.1613 | 7.1613 | 2.5038 | 2.5517 | 2.5517 | 2.821 | 3.1682 | 3.1682
2025-03-25 22:00 | 2.0115 | 2.3512 | 4.6087 | 6.7756 | 6.7756 | 6.7756 | 2.2557 | 2.2989 | 2.2989 | 2.5415 | 2.8543 | 2.8543
2025-03-25 23:00 | 1.7595 | 2.0567 | 4.0315 | 5.927 | 5.927 | 5.927 | 2.1679 | 2.2094 | 2.2094 | 2.4426 | 2.7432 | 2.7432
2025-03-26 | 1.5573 | 1.8203 | 3.568 | 5.2456 | 5.2456 | 5.2456 | 1.9084 | 1.9449 | 1.9449 | 2.1502 | 2.4148 | 2.4148
2025-03-26 01:00 | 1.4351 | 1.6775 | 3.2882 | 4.8342 | 4.8342 | 4.8342 | 1.7023 | 1.7348 | 1.7348 | 1.918 | 2.154 | 2.154
2025-03-26 02:00 | 1.313 | 1.5348 | 3.0083 | 4.4228 | 4.4228 | 4.4228 | 1.6794 | 1.7115 | 1.7115 | 1.8922 | 2.125 | 2.125
2025-03-26 03:00 | 1.2519 | 1.4634 | 2.8684 | 4.2171 | 4.2171 | 4.2171 | 1.6298 | 1.6609 | 1.6609 | 1.8363 | 2.0622 | 2.0622
2025-03-26 04:00 | 1.271 | 1.4857 | 2.9121 | 4.2814 | 4.2814 | 4.2814 | 1.6718 | 1.7037 | 1.7037 | 1.8836 | 2.1154 | 2.1154
2025-03-26 05:00 | 1.4542 | 1.6998 | 3.3319 | 4.8985 | 4.8985 | 4.8985 | 1.8893 | 1.9254 | 1.9254 | 2.1287 | 2.3906 | 2.3906
2025-03-26 06:00 | 1.7786 | 2.0791 | 4.0752 | 5.9913 | 5.9913 | 5.9913 | 2.3664 | 2.4117 | 2.4117 | 2.6662 | 2.9943 | 2.9943
2025-03-26 07:00 | 1.9885 | 2.3244 | 4.5562 | 6.6984 | 6.6984 | 6.6984 | 2.6069 | 2.6567 | 2.6567 | 2.9372 | 3.2986 | 3.2986
2025-03-26 08:00 | 1.729 | 2.0211 | 3.9616 | 5.8242 | 5.8242 | 5.8242 | 2.7939 | 2.8473 | 2.8473 | 3.1479 | 3.5352 | 3.5352
2025-03-26 09:00 | 1.5076 | 1.7623 | 3.4543 | 5.0785 | 5.0785 | 5.0785 | 2.6985 | 2.7501 | 2.7501 | 3.0404 | 3.4145 | 3.4145
2025-03-26 10:00 | 1.2176 | 1.4232 | 2.7897 | 4.1014 | 4.1014 | 4.1014 | 2.5649 | 2.6139 | 2.6139 | 2.8898 | 3.2455 | 3.2455
2025-03-26 11:00 | 0.94656 | 1.1065 | 2.1688 | 3.1885 | 3.1885 | 3.1885 | 1.687 | 1.7193 | 1.7193 | 1.9008 | 2.1347 | 2.1347
2025-03-26 12:00 | 0.95038 | 1.1109 | 2.1775 | 3.2014 | 3.2014 | 3.2014 | 1.5954 | 1.6259 | 1.6259 | 1.7976 | 2.0188 | 2.0188
2025-03-26 13:00 | 1.374 | 1.6061 | 3.1483 | 4.6285 | 4.6285 | 4.6285 | 1.7061 | 1.7387 | 1.7387 | 1.9223 | 2.1588 | 2.1588
2025-03-26 14:00 | 1.1832 | 1.3831 | 2.711 | 3.9856 | 3.9856 | 3.9856 | 2.5725 | 2.6217 | 2.6217 | 2.8984 | 3.2551 | 3.2551
2025-03-26 15:00 | 1.2519 | 1.4634 | 2.8684 | 4.2171 | 4.2171 | 4.2171 | 2.6565 | 2.7073 | 2.7073 | 2.9931 | 3.3614 | 3.3614
2025-03-26 16:00 | 1.3588 | 1.5883 | 3.1133 | 4.5771 | 4.5771 | 4.5771 | 3.4008 | 3.4658 | 3.4658 | 3.8316 | 4.3031 | 4.3031
2025-03-26 17:00 | 2 | 2.3378 | 4.5825 | 6.737 | 6.737 | 6.737 | 3.5534 | 3.6214 | 3.6214 | 4.0036 | 4.4963 | 4.4963
2025-03-26 18:00 | 2.2634 | 2.6457 | 5.1859 | 7.6241 | 7.6241 | 7.6241 | 3.4733 | 3.5397 | 3.5397 | 3.9133 | 4.3949 | 4.3949
2025-03-26 19:00 | 2.4885 | 2.9089 | 5.7018 | 8.3827 | 8.3827 | 8.3827 | 3.0115 | 3.069 | 3.069 | 3.393 | 3.8105 | 3.8105
2025-03-26 20:00 | 2.3779 | 2.7795 | 5.4482 | 8.0099 | 8.0099 | 8.0099 | 2.8969 | 2.9523 | 2.9523 | 3.264 | 3.6656 | 3.6656
2025-03-26 21:00 | 2.1374 | 2.4984 | 4.8973 | 7.1999 | 7.1999 | 7.1999 | 2.5687 | 2.6178 | 2.6178 | 2.8941 | 3.2503 | 3.2503
2025-03-26 22:00 | 1.9389 | 2.2664 | 4.4425 | 6.5313 | 6.5313 | 6.5313 | 2.2977 | 2.3417 | 2.3417 | 2.5888 | 2.9074 | 2.9074
2025-03-26 23:00 | 1.584 | 1.8515 | 3.6292 | 5.3356 | 5.3356 | 5.3356 | 2.1336 | 2.1744 | 2.1744 | 2.4039 | 2.6997 | 2.6997
2025-03-27 | 1.4733 | 1.7221 | 3.3756 | 4.9628 | 4.9628 | 4.9628 | 2.0115 | 2.0499 | 2.0499 | 2.2663 | 2.5452 | 2.5452
2025-03-27 01:00 | 1.2977 | 1.5169 | 2.9734 | 4.3713 | 4.3713 | 4.3713 | 1.7481 | 1.7815 | 1.7815 | 1.9696 | 2.2119 | 2.2119
2025-03-27 02:00 | 1.2901 | 1.508 | 2.9559 | 4.3456 | 4.3456 | 4.3456 | 1.6145 | 1.6454 | 1.6454 | 1.8191 | 2.0429 | 2.0429
2025-03-27 03:00 | 1.2557 | 1.4678 | 2.8772 | 4.2299 | 4.2299 | 4.2299 | 1.6069 | 1.6376 | 1.6376 | 1.8105 | 2.0332 | 2.0332
2025-03-27 04:00 | 1.2595 | 1.4723 | 2.8859 | 4.2428 | 4.2428 | 4.2428 | 1.5649 | 1.5948 | 1.5948 | 1.7632 | 1.9801 | 1.9801
2025-03-27 05:00 | 1.4313 | 1.6731 | 3.2794 | 4.8213 | 4.8213 | 4.8213 | 1.8168 | 1.8515 | 1.8515 | 2.047 | 2.2989 | 2.2989
2025-03-27 06:00 | 1.813 | 2.1192 | 4.154 | 6.107 | 6.107 | 6.107 | 2.5153 | 2.5634 | 2.5634 | 2.8339 | 3.1827 | 3.1827
2025-03-27 07:00 | 2.0954 | 2.4494 | 4.8011 | 7.0584 | 7.0584 | 7.0584 | 2.6794 | 2.7306 | 2.7306 | 3.0189 | 3.3904 | 3.3904
2025-03-27 08:00 | 1.8053 | 2.1103 | 4.1365 | 6.0813 | 6.0813 | 6.0813 | 2.7481 | 2.8006 | 2.8006 | 3.0963 | 3.4773 | 3.4773
2025-03-27 09:00 | 1.2366 | 1.4455 | 2.8334 | 4.1656 | 4.1656 | 4.1656 | 2.4504 | 2.4972 | 2.4972 | 2.7608 | 3.1006 | 3.1006
2025-03-27 10:00 | 0.72137 | 0.84322 | 1.6528 | 2.43 | 2.43 | 2.43 | 2.1908 | 2.2327 | 2.2327 | 2.4684 | 2.7722 | 2.7722
2025-03-27 11:00 | 0.51908 | 0.60676 | 1.1893 | 1.7485 | 1.7485 | 1.7485 | 1.9351 | 1.9721 | 1.9721 | 2.1803 | 2.4486 | 2.4486
2025-03-27 12:00 | 0.54198 | 0.63353 | 1.2418 | 1.8257 | 1.8257 | 1.8257 | 1.5649 | 1.5948 | 1.5948 | 1.7632 | 1.9801 | 1.9801
2025-03-27 13:00 | 0.58015 | 0.67815 | 1.3293 | 1.9543 | 1.9543 | 1.9543 | 2.3588 | 2.4039 | 2.4039 | 2.6576 | 2.9847 | 2.9847
2025-03-27 14:00 | 0.55725 | 0.65138 | 1.2768 | 1.8771 | 1.8771 | 1.8771 | 2.3626 | 2.4078 | 2.4078 | 2.6619 | 2.9895 | 2.9895
2025-03-27 15:00 | 0.53435 | 0.62461 | 1.2243 | 1.8 | 1.8 | 1.8 | 2.5344 | 2.5828 | 2.5828 | 2.8554 | 3.2068 | 3.2068
2025-03-27 16:00 | 2.0267 | 2.3691 | 4.6437 | 6.827 | 6.827 | 6.827 | 2.4809 | 2.5284 | 2.5284 | 2.7952 | 3.1392 | 3.1392
2025-03-27 17:00 | 1.3855 | 1.6195 | 3.1745 | 4.6671 | 4.6671 | 4.6671 | 2.2214 | 2.2639 | 2.2639 | 2.5028 | 2.8108 | 2.8108
2025-03-27 18:00 | 1.3626 | 1.5928 | 3.122 | 4.5899 | 4.5899 | 4.5899 | 2.3168 | 2.3611 | 2.3611 | 2.6103 | 2.9315 | 2.9315
2025-03-27 19:00 | 1.3206 | 1.5437 | 3.0258 | 4.4485 | 4.4485 | 4.4485 | 2.2099 | 2.2522 | 2.2522 | 2.4899 | 2.7963 | 2.7963
2025-03-27 20:00 | 1.2481 | 1.4589 | 2.8597 | 4.2042 | 4.2042 | 4.2042 | 2.1069 | 2.1472 | 2.1472 | 2.3738 | 2.6659 | 2.6659
2025-03-27 21:00 | 1.1374 | 1.3295 | 2.6061 | 3.8314 | 3.8314 | 3.8314 | 1.9466 | 1.9838 | 1.9838 | 2.1932 | 2.4631 | 2.4631
2025-03-27 22:00 | 1.0611 | 1.2403 | 2.4312 | 3.5742 | 3.5742 | 3.5742 | 1.6641 | 1.6959 | 1.6959 | 1.875 | 2.1057 | 2.1057
2025-03-27 23:00 | 1.0763 | 1.2581 | 2.4661 | 3.6256 | 3.6256 | 3.6256 | 1.584 | 1.6143 | 1.6143 | 1.7847 | 2.0043 | 2.0043
2025-03-28 | 0.9542 | 1.1154 | 2.1863 | 3.2142 | 3.2142 | 3.2142 | 1.5496 | 1.5793 | 1.5793 | 1.746 | 1.9608 | 1.9608
2025-03-28 01:00 | 0.80153 | 0.93691 | 1.8365 | 2.7 | 2.7 | 2.7 | 1.3931 | 1.4198 | 1.4198 | 1.5696 | 1.7628 | 1.7628
2025-03-28 02:00 | 0.80153 | 0.93691 | 1.8365 | 2.7 | 2.7 | 2.7 | 1.2824 | 1.307 | 1.307 | 1.4449 | 1.6227 | 1.6227
2025-03-28 03:00 | 0.79771 | 0.93245 | 1.8277 | 2.6871 | 2.6871 | 2.6871 | 1.2672 | 1.2914 | 1.2914 | 1.4277 | 1.6034 | 1.6034
2025-03-28 04:00 | 0.74809 | 0.87445 | 1.7141 | 2.52 | 2.52 | 2.52 | 1.2481 | 1.272 | 1.272 | 1.4062 | 1.5793 | 1.5793
2025-03-28 05:00 | 0.87405 | 1.0217 | 2.0026 | 2.9442 | 2.9442 | 2.9442 | 1.4656 | 1.4937 | 1.4937 | 1.6513 | 1.8546 | 1.8546
2025-03-28 06:00 | 1.1641 | 1.3608 | 2.6673 | 3.9214 | 3.9214 | 3.9214 | 1.8397 | 1.8749 | 1.8749 | 2.0728 | 2.3279 | 2.3279
2025-03-28 07:00 | 1.2252 | 1.4321 | 2.8072 | 4.1271 | 4.1271 | 4.1271 | 2.1145 | 2.1549 | 2.1549 | 2.3824 | 2.6756 | 2.6756
2025-03-28 08:00 | 1.2901 | 1.508 | 2.9559 | 4.3456 | 4.3456 | 4.3456 | 2.1947 | 2.2366 | 2.2366 | 2.4727 | 2.777 | 2.777
2025-03-28 09:00 | 1.2061 | 1.4098 | 2.7635 | 4.0628 | 4.0628 | 4.0628 | 2.2137 | 2.2561 | 2.2561 | 2.4942 | 2.8011 | 2.8011
2025-03-28 10:00 | 1.2023 | 1.4054 | 2.7547 | 4.0499 | 4.0499 | 4.0499 | 1.9084 | 1.9449 | 1.9449 | 2.1502 | 2.4148 | 2.4148
2025-03-28 11:00 | 1.3092 | 1.5303 | 2.9996 | 4.4099 | 4.4099 | 4.4099 | 2.042 | 2.081 | 2.081 | 2.3007 | 2.5838 | 2.5838
2025-03-28 12:00 | 1.2863 | 1.5035 | 2.9471 | 4.3328 | 4.3328 | 4.3328 | 2.0687 | 2.1083 | 2.1083 | 2.3308 | 2.6176 | 2.6176
2025-03-28 13:00 | 1.2901 | 1.508 | 2.9559 | 4.3456 | 4.3456 | 4.3456 | 2.0267 | 2.0655 | 2.0655 | 2.2835 | 2.5645 | 2.5645
2025-03-28 14:00 | 1.1947 | 1.3964 | 2.7372 | 4.0242 | 4.0242 | 4.0242 | 1.7977 | 1.8321 | 1.8321 | 2.0255 | 2.2747 | 2.2747
2025-03-28 15:00 | 1.2061 | 1.4098 | 2.7635 | 4.0628 | 4.0628 | 4.0628 | 2.1641 | 2.2055 | 2.2055 | 2.4383 | 2.7384 | 2.7384
2025-03-28 16:00 | 1.2176 | 1.4232 | 2.7897 | 4.1014 | 4.1014 | 4.1014 | 2.3664 | 2.4117 | 2.4117 | 2.6662 | 2.9943 | 2.9943
2025-03-28 17:00 | 1.3664 | 1.5972 | 3.1308 | 4.6028 | 4.6028 | 4.6028 | 2.2977 | 2.3417 | 2.3417 | 2.5888 | 2.9074 | 2.9074
2025-03-28 18:00 | 1.2595 | 1.4723 | 2.8859 | 4.2428 | 4.2428 | 4.2428 | 2.1298 | 2.1705 | 2.1705 | 2.3996 | 2.6949 | 2.6949
2025-03-28 19:00 | 1.2672 | 1.4812 | 2.9034 | 4.2685 | 4.2685 | 4.2685 | 1.9733 | 2.011 | 2.011 | 2.2233 | 2.4969 | 2.4969
2025-03-28 20:00 | 1.1298 | 1.3206 | 2.5886 | 3.8056 | 3.8056 | 3.8056 | 1.916 | 1.9527 | 1.9527 | 2.1588 | 2.4244 | 2.4244
2025-03-28 21:00 | 1.0191 | 1.1912 | 2.335 | 3.4328 | 3.4328 | 3.4328 | 1.7557 | 1.7893 | 1.7893 | 1.9782 | 2.2216 | 2.2216
2025-03-28 22:00 | 0.96183 | 1.1243 | 2.2038 | 3.2399 | 3.2399 | 3.2399 | 1.6107 | 1.6415 | 1.6415 | 1.8148 | 2.0381 | 2.0381
2025-03-28 23:00 | 0.99618 | 1.1644 | 2.2825 | 3.3557 | 3.3557 | 3.3557 | 1.5992 | 1.6298 | 1.6298 | 1.8019 | 2.0236 | 2.0236
2025-03-29 | 0.91221 | 1.0663 | 2.0901 | 3.0728 | 3.0728 | 3.0728 | 1.4885 | 1.517 | 1.517 | 1.6771 | 1.8835 | 1.8835
2025-03-29 01:00 | 0.75954 | 0.88784 | 1.7403 | 2.5585 | 2.5585 | 2.5585 | 1.3588 | 1.3848 | 1.3848 | 1.5309 | 1.7193 | 1.7193
2025-03-29 02:00 | 0.72901 | 0.85215 | 1.6703 | 2.4557 | 2.4557 | 2.4557 | 1.2252 | 1.2486 | 1.2486 | 1.3804 | 1.5503 | 1.5503
2025-03-29 03:00 | 0.72137 | 0.84322 | 1.6528 | 2.43 | 2.43 | 2.43 | 1.2519 | 1.2758 | 1.2758 | 1.4105 | 1.5841 | 1.5841
2025-03-29 04:00 | 0.71756 | 0.83876 | 1.6441 | 2.4171 | 2.4171 | 2.4171 | 1.2214 | 1.2447 | 1.2447 | 1.3761 | 1.5455 | 1.5455
2025-03-29 05:00 | 0.78244 | 0.91461 | 1.7928 | 2.6357 | 2.6357 | 2.6357 | 1.2595 | 1.2836 | 1.2836 | 1.4191 | 1.5938 | 1.5938
2025-03-29 06:00 | 0.90076 | 1.0529 | 2.0639 | 3.0342 | 3.0342 | 3.0342 | 1.4466 | 1.4742 | 1.4742 | 1.6298 | 1.8304 | 1.8304
2025-03-29 07:00 | 0.90458 | 1.0574 | 2.0726 | 3.0471 | 3.0471 | 3.0471 | 1.6718 | 1.7037 | 1.7037 | 1.8836 | 2.1154 | 2.1154
2025-03-29 08:00 | 1.0191 | 1.1912 | 2.335 | 3.4328 | 3.4328 | 3.4328 | 1.8626 | 1.8982 | 1.8982 | 2.0986 | 2.3568 | 2.3568
2025-03-29 09:00 | 1.1145 | 1.3028 | 2.5536 | 3.7542 | 3.7542 | 3.7542 | 2.0191 | 2.0577 | 2.0577 | 2.2749 | 2.5548 | 2.5548
2025-03-29 10:00 | 1.1298 | 1.3206 | 2.5886 | 3.8056 | 3.8056 | 3.8056 | 1.9427 | 1.9799 | 1.9799 | 2.1889 | 2.4582 | 2.4582
2025-03-29 11:00 | 1.1908 | 1.392 | 2.7285 | 4.0114 | 4.0114 | 4.0114 | 1.9237 | 1.9605 | 1.9605 | 2.1674 | 2.4341 | 2.4341
2025-03-29 12:00 | 1.1107 | 1.2983 | 2.5448 | 3.7414 | 3.7414 | 3.7414 | 1.729 | 1.7621 | 1.7621 | 1.9481 | 2.1878 | 2.1878
2025-03-29 13:00 | 1.0458 | 1.2224 | 2.3962 | 3.5228 | 3.5228 | 3.5228 | 1.7328 | 1.766 | 1.766 | 1.9524 | 2.1926 | 2.1926
2025-03-29 14:00 | 0.95802 | 1.1198 | 2.195 | 3.2271 | 3.2271 | 3.2271 | 1.542 | 1.5715 | 1.5715 | 1.7373 | 1.9511 | 1.9511
2025-03-29 15:00 | 1.0305 | 1.2046 | 2.3612 | 3.4714 | 3.4714 | 3.4714 | 1.7977 | 1.8321 | 1.8321 | 2.0255 | 2.2747 | 2.2747
2025-03-29 16:00 | 1.0344 | 1.2091 | 2.3699 | 3.4842 | 3.4842 | 3.4842 | 1.8817 | 1.9177 | 1.9177 | 2.1201 | 2.381 | 2.381
2025-03-29 17:00 | 1.0611 | 1.2403 | 2.4312 | 3.5742 | 3.5742 | 3.5742 | 1.9046 | 1.941 | 1.941 | 2.1459 | 2.41 | 2.41
2025-03-29 18:00 | 1.1336 | 1.3251 | 2.5973 | 3.8185 | 3.8185 | 3.8185 | 1.9237 | 1.9605 | 1.9605 | 2.1674 | 2.4341 | 2.4341
2025-03-29 19:00 | 1.1603 | 1.3563 | 2.6585 | 3.9085 | 3.9085 | 3.9085 | 2.0382 | 2.0771 | 2.0771 | 2.2964 | 2.579 | 2.579
2025-03-29 20:00 | 1.0382 | 1.2135 | 2.3787 | 3.4971 | 3.4971 | 3.4971 | 1.8244 | 1.8593 | 1.8593 | 2.0556 | 2.3085 | 2.3085
2025-03-29 21:00 | 0.9771 | 1.1421 | 2.2388 | 3.2914 | 3.2914 | 3.2914 | 1.6908 | 1.7232 | 1.7232 | 1.9051 | 2.1395 | 2.1395
2025-03-29 22:00 | 0.9771 | 1.1421 | 2.2388 | 3.2914 | 3.2914 | 3.2914 | 1.5878 | 1.6182 | 1.6182 | 1.789 | 2.0091 | 2.0091
2025-03-29 23:00 | 0.95802 | 1.1198 | 2.195 | 3.2271 | 3.2271 | 3.2271 | 1.5115 | 1.5404 | 1.5404 | 1.7029 | 1.9125 | 1.9125
2025-03-30 | 0.91221 | 1.0663 | 2.0901 | 3.0728 | 3.0728 | 3.0728 | 1.3473 | 1.3731 | 1.3731 | 1.518 | 1.7048 | 1.7048
2025-03-30 01:00 | 0.80534 | 0.94138 | 1.8452 | 2.7128 | 2.7128 | 2.7128 | 1.271 | 1.2953 | 1.2953 | 1.432 | 1.6082 | 1.6082
2025-03-30 02:00 | 0.76336 | 0.8923 | 1.749 | 2.5714 | 2.5714 | 2.5714 | 1.2634 | 1.2875 | 1.2875 | 1.4234 | 1.5986 | 1.5986
2025-03-30 03:00 | 0.70992 | 0.82984 | 1.6266 | 2.3914 | 2.3914 | 2.3914 | 1.2176 | 1.2408 | 1.2408 | 1.3718 | 1.5406 | 1.5406
2025-03-30 04:00 | 0.75573 | 0.88338 | 1.7315 | 2.5457 | 2.5457 | 2.5457 | 1.1985 | 1.2214 | 1.2214 | 1.3503 | 1.5165 | 1.5165
2025-03-30 05:00 | 0.75573 | 0.88338 | 1.7315 | 2.5457 | 2.5457 | 2.5457 | 1.2252 | 1.2486 | 1.2486 | 1.3804 | 1.5503 | 1.5503
2025-03-30 06:00 | 0.82824 | 0.96814 | 1.8977 | 2.7899 | 2.7899 | 2.7899 | 1.4847 | 1.5131 | 1.5131 | 1.6728 | 1.8787 | 1.8787
2025-03-30 07:00 | 0.90458 | 1.0574 | 2.0726 | 3.0471 | 3.0471 | 3.0471 | 1.5191 | 1.5481 | 1.5481 | 1.7115 | 1.9222 | 1.9222
2025-03-30 08:00 | 0.96565 | 1.1288 | 2.2125 | 3.2528 | 3.2528 | 3.2528 | 1.7672 | 1.801 | 1.801 | 1.9911 | 2.2361 | 2.2361
2025-03-30 09:00 | 0.82061 | 0.95922 | 1.8802 | 2.7642 | 2.7642 | 2.7642 | 1.374 | 1.4003 | 1.4003 | 1.5481 | 1.7386 | 1.7386
2025-03-30 10:00 | 0.91603 | 1.0708 | 2.0988 | 3.0857 | 3.0857 | 3.0857 | 1.3626 | 1.3887 | 1.3887 | 1.5352 | 1.7242 | 1.7242
2025-03-30 11:00 | 0.84351 | 0.98599 | 1.9327 | 2.8414 | 2.8414 | 2.8414 | 1.1069 | 1.128 | 1.128 | 1.2471 | 1.4006 | 1.4006
2025-03-30 12:00 | 0.94275 | 1.102 | 2.1601 | 3.1757 | 3.1757 | 3.1757 | 1.1527 | 1.1747 | 1.1747 | 1.2987 | 1.4585 | 1.4585
2025-03-30 13:00 | 1.0229 | 1.1957 | 2.3437 | 3.4457 | 3.4457 | 3.4457 | 1.2863 | 1.3109 | 1.3109 | 1.4492 | 1.6276 | 1.6276
2025-03-30 14:00 | 0.99618 | 1.1644 | 2.2825 | 3.3557 | 3.3557 | 3.3557 | 0.93893 | 0.95689 | 0.95689 | 1.0579 | 1.1881 | 1.1881
2025-03-30 15:00 | 1.1908 | 1.392 | 2.7285 | 4.0114 | 4.0114 | 4.0114 | 1.2595 | 1.2836 | 1.2836 | 1.4191 | 1.5938 | 1.5938
2025-03-30 16:00 | 1.6336 | 1.9095 | 3.7429 | 5.5028 | 5.5028 | 5.5028 | 1.5687 | 1.5987 | 1.5987 | 1.7675 | 1.985 | 1.985
2025-03-30 17:00 | 2.084 | 2.436 | 4.7749 | 7.0199 | 7.0199 | 7.0199 | 1.729 | 1.7621 | 1.7621 | 1.9481 | 2.1878 | 2.1878
2025-03-30 18:00 | 2.3626 | 2.7617 | 5.4133 | 7.9584 | 7.9584 | 7.9584 | 1.8282 | 1.8632 | 1.8632 | 2.0599 | 2.3134 | 2.3134
2025-03-30 19:00 | 2.4122 | 2.8197 | 5.5269 | 8.1256 | 8.1256 | 8.1256 | 1.771 | 1.8049 | 1.8049 | 1.9954 | 2.2409 | 2.2409
2025-03-30 20:00 | 2.3473 | 2.7438 | 5.3783 | 7.907 | 7.907 | 7.907 | 1.6069 | 1.6376 | 1.6376 | 1.8105 | 2.0332 | 2.0332
2025-03-30 21:00 | 2.126 | 2.4851 | 4.8711 | 7.1613 | 7.1613 | 7.1613 | 1.5687 | 1.5987 | 1.5987 | 1.7675 | 1.985 | 1.985
2025-03-30 22:00 | 2.0115 | 2.3512 | 4.6087 | 6.7756 | 6.7756 | 6.7756 | 1.4618 | 1.4898 | 1.4898 | 1.647 | 1.8497 | 1.8497
2025-03-30 23:00 | 1.7595 | 2.0567 | 4.0315 | 5.927 | 5.927 | 5.927 | 1.4313 | 1.4587 | 1.4587 | 1.6126 | 1.8111 | 1.8111
2025-03-31 | 1.5573 | 1.8203 | 3.568 | 5.2456 | 5.2456 | 5.2456 | 1.3244 | 1.3498 | 1.3498 | 1.4922 | 1.6759 | 1.6759
2025-03-31 01:00 | 1.4351 | 1.6775 | 3.2882 | 4.8342 | 4.8342 | 4.8342 | 1.1985 | 1.2214 | 1.2214 | 1.3503 | 1.5165 | 1.5165
2025-03-31 02:00 | 1.313 | 1.5348 | 3.0083 | 4.4228 | 4.4228 | 4.4228 | 1.0992 | 1.1203 | 1.1203 | 1.2385 | 1.3909 | 1.3909
2025-03-31 03:00 | 1.2519 | 1.4634 | 2.8684 | 4.2171 | 4.2171 | 4.2171 | 1.1832 | 1.2058 | 1.2058 | 1.3331 | 1.4972 | 1.4972
2025-03-31 04:00 | 1.271 | 1.4857 | 2.9121 | 4.2814 | 4.2814 | 4.2814 | 1.1832 | 1.2058 | 1.2058 | 1.3331 | 1.4972 | 1.4972
2025-03-31 05:00 | 1.4542 | 1.6998 | 3.3319 | 4.8985 | 4.8985 | 4.8985 | 1.4389 | 1.4664 | 1.4664 | 1.6212 | 1.8207 | 1.8207
2025-03-31 06:00 | 1.7786 | 2.0791 | 4.0752 | 5.9913 | 5.9913 | 5.9913 | 1.7939 | 1.8282 | 1.8282 | 2.0212 | 2.2699 | 2.2699
2025-03-31 07:00 | 1.9885 | 2.3244 | 4.5562 | 6.6984 | 6.6984 | 6.6984 | 2 | 2.0382 | 2.0382 | 2.2534 | 2.5307 | 2.5307
2025-03-31 08:00 | 1.729 | 2.0211 | 3.9616 | 5.8242 | 5.8242 | 5.8242 | 2.0382 | 2.0771 | 2.0771 | 2.2964 | 2.579 | 2.579
2025-03-31 09:00 | 1.5076 | 1.7623 | 3.4543 | 5.0785 | 5.0785 | 5.0785 | 1.9809 | 2.0188 | 2.0188 | 2.2319 | 2.5065 | 2.5065
2025-03-31 10:00 | 1.2176 | 1.4232 | 2.7897 | 4.1014 | 4.1014 | 4.1014 | 1.4427 | 1.4703 | 1.4703 | 1.6255 | 1.8256 | 1.8256
2025-03-31 11:00 | 0.94656 | 1.1065 | 2.1688 | 3.1885 | 3.1885 | 3.1885 | 1.271 | 1.2953 | 1.2953 | 1.432 | 1.6082 | 1.6082
2025-03-31 12:00 | 0.95038 | 1.1109 | 2.1775 | 3.2014 | 3.2014 | 3.2014 | 1.3359 | 1.3614 | 1.3614 | 1.5051 | 1.6903 | 1.6903
2025-03-31 13:00 | 1.374 | 1.6061 | 3.1483 | 4.6285 | 4.6285 | 4.6285 | 1.229 | 1.2525 | 1.2525 | 1.3847 | 1.5551 | 1.5551
2025-03-31 14:00 | 1.1832 | 1.3831 | 2.711 | 3.9856 | 3.9856 | 3.9856 | 1.7519 | 1.7854 | 1.7854 | 1.9739 | 2.2168 | 2.2168
2025-03-31 15:00 | 1.2519 | 1.4634 | 2.8684 | 4.2171 | 4.2171 | 4.2171 | 1.6145 | 1.6454 | 1.6454 | 1.8191 | 2.0429 | 2.0429
2025-03-31 16:00 | 1.3588 | 1.5883 | 3.1133 | 4.5771 | 4.5771 | 4.5771 | 1.7328 | 1.766 | 1.766 | 1.9524 | 2.1926 | 2.1926
2025-03-31 17:00 | 2 | 2.3378 | 4.5825 | 6.737 | 6.737 | 6.737 | 2.0992 | 2.1394 | 2.1394 | 2.3652 | 2.6563 | 2.6563
2025-03-31 18:00 | 2.2634 | 2.6457 | 5.1859 | 7.6241 | 7.6241 | 7.6241 | 2.1183 | 2.1588 | 2.1588 | 2.3867 | 2.6804 | 2.6804
2025-03-31 19:00 | 2.4885 | 2.9089 | 5.7018 | 8.3827 | 8.3827 | 8.3827 | 2.1298 | 2.1705 | 2.1705 | 2.3996 | 2.6949 | 2.6949
2025-03-31 20:00 | 2.3779 | 2.7795 | 5.4482 | 8.0099 | 8.0099 | 8.0099 | 1.8282 | 1.8632 | 1.8632 | 2.0599 | 2.3134 | 2.3134
2025-03-31 21:00 | 2.1374 | 2.4984 | 4.8973 | 7.1999 | 7.1999 | 7.1999 | 1.771 | 1.8049 | 1.8049 | 1.9954 | 2.2409 | 2.2409
2025-03-31 22:00 | 1.9389 | 2.2664 | 4.4425 | 6.5313 | 6.5313 | 6.5313 | 1.5 | 1.5287 | 1.5287 | 1.69 | 1.898 | 1.898
2025-03-31 23:00 | 1.584 | 1.8515 | 3.6292 | 5.3356 | 5.3356 | 5.3356 | 1.4962 | 1.5248 | 1.5248 | 1.6857 | 1.8932 | 1.8932
2025-04-01 | 1.4733 | 1.6041 | 2.4732 | 3.3074 | 3.3074 | 3.3074 | 1.3893 | 1.4092 | 1.4092 | 1.5208 | 1.6647 | 1.6647
2025-04-01 01:00 | 1.2977 | 1.4129 | 2.1784 | 2.9132 | 2.9132 | 2.9132 | 1.1908 | 1.2079 | 1.2079 | 1.3036 | 1.4269 | 1.4269
2025-04-01 02:00 | 1.2901 | 1.4046 | 2.1656 | 2.8961 | 2.8961 | 2.8961 | 1.1756 | 1.1924 | 1.1924 | 1.2868 | 1.4086 | 1.4086
2025-04-01 03:00 | 1.2557 | 1.3672 | 2.108 | 2.819 | 2.819 | 2.819 | 1.1756 | 1.1924 | 1.1924 | 1.2868 | 1.4086 | 1.4086
2025-04-01 04:00 | 1.2595 | 1.3714 | 2.1144 | 2.8275 | 2.8275 | 2.8275 | 1.1374 | 1.1537 | 1.1537 | 1.2451 | 1.3629 | 1.3629
2025-04-01 05:00 | 1.4313 | 1.5584 | 2.4027 | 3.2131 | 3.2131 | 3.2131 | 1.4198 | 1.4401 | 1.4401 | 1.5542 | 1.7013 | 1.7013
2025-04-01 06:00 | 1.813 | 1.9739 | 3.0434 | 4.0699 | 4.0699 | 4.0699 | 2.0153 | 2.0441 | 2.0441 | 2.206 | 2.4148 | 2.4148
2025-04-01 07:00 | 2.0954 | 2.2815 | 3.5175 | 4.704 | 4.704 | 4.704 | 2.271 | 2.3034 | 2.3034 | 2.486 | 2.7212 | 2.7212
2025-04-01 08:00 | 1.8053 | 1.9656 | 3.0306 | 4.0528 | 4.0528 | 4.0528 | 2.1527 | 2.1834 | 2.1834 | 2.3564 | 2.5794 | 2.5794
2025-04-01 09:00 | 1.2366 | 1.3464 | 2.0759 | 2.7761 | 2.7761 | 2.7761 | 1.8053 | 1.8311 | 1.8311 | 1.9762 | 2.1632 | 2.1632
2025-04-01 10:00 | 0.72137 | 0.78542 | 1.211 | 1.6194 | 1.6194 | 1.6194 | 1.3702 | 1.3898 | 1.3898 | 1.4999 | 1.6419 | 1.6419
2025-04-01 11:00 | 0.51908 | 0.56517 | 0.87137 | 1.1653 | 1.1653 | 1.1653 | 1.0573 | 1.0724 | 1.0724 | 1.1573 | 1.2668 | 1.2668
2025-04-01 12:00 | 0.54198 | 0.5901 | 0.90982 | 1.2167 | 1.2167 | 1.2167 | 0.95802 | 0.9717 | 0.9717 | 1.0487 | 1.1479 | 1.1479
2025-04-01 13:00 | 0.58015 | 0.63166 | 0.97389 | 1.3024 | 1.3024 | 1.3024 | 0.99618 | 1.0104 | 1.0104 | 1.0905 | 1.1937 | 1.1937
2025-04-01 14:00 | 0.55725 | 0.60672 | 0.93544 | 1.251 | 1.251 | 1.251 | 1.084 | 1.0995 | 1.0995 | 1.1866 | 1.2989 | 1.2989
2025-04-01 15:00 | 0.53435 | 0.58179 | 0.897 | 1.1996 | 1.1996 | 1.1996 | 1.1336 | 1.1498 | 1.1498 | 1.2409 | 1.3583 | 1.3583
2025-04-01 16:00 | 1.1947 | 1.3007 | 2.0054 | 2.6819 | 2.6819 | 2.6819 | 1.5725 | 1.595 | 1.595 | 1.7214 | 1.8843 | 1.8843
2025-04-01 17:00 | 1.9466 | 2.1194 | 3.2676 | 4.3698 | 4.3698 | 4.3698 | 2.0802 | 2.1099 | 2.1099 | 2.2771 | 2.4925 | 2.4925
2025-04-01 18:00 | 2.416 | 2.6305 | 4.0557 | 5.4237 | 5.4237 | 5.4237 | 1.9962 | 2.0247 | 2.0247 | 2.1851 | 2.3919 | 2.3919
2025-04-01 19:00 | 2.3893 | 2.6014 | 4.0109 | 5.3638 | 5.3638 | 5.3638 | 2.1069 | 2.137 | 2.137 | 2.3063 | 2.5245 | 2.5245
2025-04-01 20:00 | 2.2863 | 2.4892 | 3.8379 | 5.1324 | 5.1324 | 5.1324 | 1.9427 | 1.9705 | 1.9705 | 2.1266 | 2.3279 | 2.3279
2025-04-01 21:00 | 2.0153 | 2.1942 | 3.383 | 4.5241 | 4.5241 | 4.5241 | 1.7137 | 1.7382 | 1.7382 | 1.876 | 2.0535 | 2.0535
2025-04-01 22:00 | 1.8817 | 2.0487 | 3.1587 | 4.2242 | 4.2242 | 4.2242 | 1.5038 | 1.5253 | 1.5253 | 1.6462 | 1.8019 | 1.8019
2025-04-01 23:00 | 1.6069 | 1.7495 | 2.6974 | 3.6073 | 3.6073 | 3.6073 | 1.4084 | 1.4285 | 1.4285 | 1.5417 | 1.6876 | 1.6876
2025-04-02 | 1.4618 | 1.5916 | 2.4539 | 3.2817 | 3.2817 | 3.2817 | 1.3168 | 1.3356 | 1.3356 | 1.4414 | 1.5778 | 1.5778
2025-04-02 01:00 | 1.3588 | 1.4794 | 2.2809 | 3.0503 | 3.0503 | 3.0503 | 1.2405 | 1.2582 | 1.2582 | 1.3579 | 1.4864 | 1.4864
2025-04-02 02:00 | 1.3092 | 1.4254 | 2.1977 | 2.9389 | 2.9389 | 2.9389 | 1.1718 | 1.1885 | 1.1885 | 1.2827 | 1.404 | 1.404
2025-04-02 03:00 | 1.2748 | 1.388 | 2.14 | 2.8618 | 2.8618 | 2.8618 | 1.1832 | 1.2001 | 1.2001 | 1.2952 | 1.4178 | 1.4178
2025-04-02 04:00 | 1.2748 | 1.388 | 2.14 | 2.8618 | 2.8618 | 2.8618 | 1.1832 | 1.2001 | 1.2001 | 1.2952 | 1.4178 | 1.4178
2025-04-02 05:00 | 1.5191 | 1.6539 | 2.55 | 3.4102 | 3.4102 | 3.4102 | 1.5153 | 1.5369 | 1.5369 | 1.6587 | 1.8157 | 1.8157
2025-04-02 06:00 | 1.9122 | 2.082 | 3.21 | 4.2927 | 4.2927 | 4.2927 | 1.9198 | 1.9473 | 1.9473 | 2.1016 | 2.3004 | 2.3004
2025-04-02 07:00 | 2.1832 | 2.377 | 3.6649 | 4.9011 | 4.9011 | 4.9011 | 2.3588 | 2.3925 | 2.3925 | 2.5821 | 2.8264 | 2.8264
2025-04-02 08:00 | 1.958 | 2.1318 | 3.2869 | 4.3955 | 4.3955 | 4.3955 | 2.2977 | 2.3305 | 2.3305 | 2.5152 | 2.7532 | 2.7532
2025-04-02 09:00 | 1.1794 | 1.2841 | 1.9798 | 2.6476 | 2.6476 | 2.6476 | 1.9122 | 1.9395 | 1.9395 | 2.0932 | 2.2913 | 2.2913
2025-04-02 10:00 | 0.68321 | 0.74386 | 1.1469 | 1.5337 | 1.5337 | 1.5337 | 1.3855 | 1.4053 | 1.4053 | 1.5166 | 1.6602 | 1.6602
2025-04-02 11:00 | 0.4313 | 0.46959 | 0.72401 | 0.96822 | 0.96822 | 0.96822 | 0.94275 | 0.95622 | 0.95622 | 1.032 | 1.1296 | 1.1296
2025-04-02 12:00 | 0.53435 | 0.58179 | 0.897 | 1.1996 | 1.1996 | 1.1996 | 0.87405 | 0.88653 | 0.88653 | 0.95678 | 1.0473 | 1.0473
2025-04-02 13:00 | 0.51145 | 0.55686 | 0.85856 | 1.1482 | 1.1482 | 1.1482 | 0.90076 | 0.91363 | 0.91363 | 0.98603 | 1.0793 | 1.0793
2025-04-02 14:00 | 0.47328 | 0.5153 | 0.79449 | 1.0625 | 1.0625 | 1.0625 | 0.98092 | 0.99493 | 0.99493 | 1.0738 | 1.1754 | 1.1754
2025-04-02 15:00 | 0.51145 | 0.55686 | 0.85856 | 1.1482 | 1.1482 | 1.1482 | 1.1718 | 1.1885 | 1.1885 | 1.2827 | 1.404 | 1.404
2025-04-02 16:00 | 1.7863 | 1.9448 | 2.9985 | 4.01 | 4.01 | 4.01 | 1.958 | 1.986 | 1.986 | 2.1434 | 2.3462 | 2.3462
2025-04-02 17:00 | 1.8511 | 2.0155 | 3.1075 | 4.1556 | 4.1556 | 4.1556 | 2.1603 | 2.1912 | 2.1912 | 2.3648 | 2.5886 | 2.5886
2025-04-02 18:00 | 2.2595 | 2.4601 | 3.793 | 5.0724 | 5.0724 | 5.0724 | 2.1565 | 2.1873 | 2.1873 | 2.3606 | 2.584 | 2.584
2025-04-02 19:00 | 2.3969 | 2.6097 | 4.0237 | 5.3809 | 5.3809 | 5.3809 | 2.126 | 2.1563 | 2.1563 | 2.3272 | 2.5474 | 2.5474
2025-04-02 20:00 | 2.271 | 2.4726 | 3.8123 | 5.0981 | 5.0981 | 5.0981 | 1.8969 | 1.924 | 1.924 | 2.0765 | 2.273 | 2.273
2025-04-02 21:00 | 2.0344 | 2.215 | 3.415 | 4.5669 | 4.5669 | 4.5669 | 1.7023 | 1.7266 | 1.7266 | 1.8634 | 2.0398 | 2.0398
2025-04-02 22:00 | 1.874 | 2.0404 | 3.1459 | 4.207 | 4.207 | 4.207 | 1.5191 | 1.5408 | 1.5408 | 1.6629 | 1.8202 | 1.8202
2025-04-02 23:00 | 1.6069 | 1.7495 | 2.6974 | 3.6073 | 3.6073 | 3.6073 | 1.4695 | 1.4905 | 1.4905 | 1.6086 | 1.7608 | 1.7608
2025-04-03 | 1.4542 | 1.5833 | 2.4411 | 3.2645 | 3.2645 | 3.2645 | 1.3321 | 1.3511 | 1.3511 | 1.4581 | 1.5961 | 1.5961
2025-04-03 01:00 | 1.3092 | 1.4254 | 2.1977 | 2.9389 | 2.9389 | 2.9389 | 1.2595 | 1.2775 | 1.2775 | 1.3788 | 1.5092 | 1.5092
2025-04-03 02:00 | 1.2634 | 1.3755 | 2.1208 | 2.8361 | 2.8361 | 2.8361 | 1.2099 | 1.2272 | 1.2272 | 1.3244 | 1.4498 | 1.4498
2025-04-03 03:00 | 1.2328 | 1.3423 | 2.0695 | 2.7676 | 2.7676 | 2.7676 | 1.1908 | 1.2079 | 1.2079 | 1.3036 | 1.4269 | 1.4269
2025-04-03 04:00 | 1.3359 | 1.4545 | 2.2425 | 2.9989 | 2.9989 | 2.9989 | 1.2099 | 1.2272 | 1.2272 | 1.3244 | 1.4498 | 1.4498
2025-04-03 05:00 | 1.4542 | 1.5833 | 2.4411 | 3.2645 | 3.2645 | 3.2645 | 1.5191 | 1.5408 | 1.5408 | 1.6629 | 1.8202 | 1.8202
2025-04-03 06:00 | 1.8893 | 2.057 | 3.1715 | 4.2413 | 4.2413 | 4.2413 | 1.9771 | 2.0053 | 2.0053 | 2.1642 | 2.369 | 2.369
2025-04-03 07:00 | 2.1489 | 2.3396 | 3.6072 | 4.824 | 4.824 | 4.824 | 2.355 | 2.3886 | 2.3886 | 2.5779 | 2.8218 | 2.8218
2025-04-03 08:00 | 1.9008 | 2.0695 | 3.1908 | 4.267 | 4.267 | 4.267 | 2.2939 | 2.3267 | 2.3267 | 2.511 | 2.7486 | 2.7486
2025-04-03 09:00 | 1.3473 | 1.4669 | 2.2617 | 3.0246 | 3.0246 | 3.0246 | 1.8092 | 1.835 | 1.835 | 1.9804 | 2.1678 | 2.1678
2025-04-03 10:00 | 0.74809 | 0.81451 | 1.2558 | 1.6794 | 1.6794 | 1.6794 | 1.4542 | 1.475 | 1.475 | 1.5918 | 1.7425 | 1.7425
2025-04-03 11:00 | 0.51908 | 0.56517 | 0.87137 | 1.1653 | 1.1653 | 1.1653 | 1.0916 | 1.1072 | 1.1072 | 1.1949 | 1.308 | 1.308
2025-04-03 12:00 | 1.0076 | 1.0971 | 1.6915 | 2.262 | 2.262 | 2.262 | 1.0954 | 1.1111 | 1.1111 | 1.1991 | 1.3126 | 1.3126
2025-04-03 13:00 | 1.3053 | 1.4212 | 2.1912 | 2.9304 | 2.9304 | 2.9304 | 1.6489 | 1.6724 | 1.6724 | 1.8049 | 1.9757 | 1.9757
2025-04-03 14:00 | 1.4466 | 1.575 | 2.4283 | 3.2474 | 3.2474 | 3.2474 | 2.0076 | 2.0363 | 2.0363 | 2.1977 | 2.4056 | 2.4056
2025-04-03 15:00 | 1.4695 | 1.5999 | 2.4668 | 3.2988 | 3.2988 | 3.2988 | 2.0153 | 2.0441 | 2.0441 | 2.206 | 2.4148 | 2.4148
2025-04-03 16:00 | 1.6145 | 1.7578 | 2.7102 | 3.6244 | 3.6244 | 3.6244 | 2.0954 | 2.1254 | 2.1254 | 2.2938 | 2.5108 | 2.5108
2025-04-03 17:00 | 2.0573 | 2.2399 | 3.4535 | 4.6183 | 4.6183 | 4.6183 | 1.9618 | 1.9899 | 1.9899 | 2.1475 | 2.3507 | 2.3507
2025-04-03 18:00 | 2.3435 | 2.5516 | 3.934 | 5.2609 | 5.2609 | 5.2609 | 2.1412 | 2.1718 | 2.1718 | 2.3439 | 2.5657 | 2.5657
2025-04-03 19:00 | 2.3092 | 2.5142 | 3.8763 | 5.1838 | 5.1838 | 5.1838 | 2.0992 | 2.1292 | 2.1292 | 2.2979 | 2.5154 | 2.5154
2025-04-03 20:00 | 2.2366 | 2.4352 | 3.7546 | 5.021 | 5.021 | 5.021 | 1.9389 | 1.9666 | 1.9666 | 2.1225 | 2.3233 | 2.3233
2025-04-03 21:00 | 2.229 | 2.4269 | 3.7418 | 5.0039 | 5.0039 | 5.0039 | 1.7863 | 1.8118 | 1.8118 | 1.9553 | 2.1404 | 2.1404
2025-04-03 22:00 | 1.9237 | 2.0944 | 3.2292 | 4.3184 | 4.3184 | 4.3184 | 1.5611 | 1.5834 | 1.5834 | 1.7088 | 1.8705 | 1.8705
2025-04-03 23:00 | 1.6679 | 1.816 | 2.7999 | 3.7443 | 3.7443 | 3.7443 | 1.4924 | 1.5137 | 1.5137 | 1.6336 | 1.7882 | 1.7882
2025-04-04 | 1.4885 | 1.6207 | 2.4988 | 3.3416 | 3.3416 | 3.3416 | 1.3893 | 1.4092 | 1.4092 | 1.5208 | 1.6647 | 1.6647
2025-04-04 01:00 | 1.3321 | 1.4503 | 2.2361 | 2.9903 | 2.9903 | 2.9903 | 1.3015 | 1.3201 | 1.3201 | 1.4247 | 1.5595 | 1.5595
2025-04-04 02:00 | 1.2977 | 1.4129 | 2.1784 | 2.9132 | 2.9132 | 2.9132 | 1.2557 | 1.2737 | 1.2737 | 1.3746 | 1.5047 | 1.5047
2025-04-04 03:00 | 1.2824 | 1.3963 | 2.1528 | 2.8789 | 2.8789 | 2.8789 | 1.2214 | 1.2388 | 1.2388 | 1.337 | 1.4635 | 1.4635
2025-04-04 04:00 | 1.2519 | 1.3631 | 2.1015 | 2.8104 | 2.8104 | 2.8104 | 1.2405 | 1.2582 | 1.2582 | 1.3579 | 1.4864 | 1.4864
2025-04-04 05:00 | 1.4237 | 1.5501 | 2.3899 | 3.196 | 3.196 | 3.196 | 1.4771 | 1.4982 | 1.4982 | 1.6169 | 1.7699 | 1.7699
2025-04-04 06:00 | 2.0115 | 2.19 | 3.3766 | 4.5155 | 4.5155 | 4.5155 | 1.9351 | 1.9628 | 1.9628 | 2.1183 | 2.3187 | 2.3187
2025-04-04 07:00 | 2.1641 | 2.3563 | 3.6329 | 4.8582 | 4.8582 | 4.8582 | 2.3435 | 2.377 | 2.377 | 2.5653 | 2.8081 | 2.8081
2025-04-04 08:00 | 1.9847 | 2.1609 | 3.3317 | 4.4555 | 4.4555 | 4.4555 | 2.2901 | 2.3228 | 2.3228 | 2.5068 | 2.7441 | 2.7441
2025-04-04 09:00 | 1.3626 | 1.4836 | 2.2874 | 3.0589 | 3.0589 | 3.0589 | 1.8244 | 1.8505 | 1.8505 | 1.9971 | 2.1861 | 2.1861
2025-04-04 10:00 | 1.2901 | 1.4046 | 2.1656 | 2.8961 | 2.8961 | 2.8961 | 1.5802 | 1.6027 | 1.6027 | 1.7297 | 1.8934 | 1.8934
2025-04-04 11:00 | 0.90458 | 0.98489 | 1.5185 | 2.0307 | 2.0307 | 2.0307 | 1.2137 | 1.2311 | 1.2311 | 1.3286 | 1.4544 | 1.4544
2025-04-04 12:00 | 0.56107 | 0.61088 | 0.94185 | 1.2595 | 1.2595 | 1.2595 | 1.2099 | 1.2272 | 1.2272 | 1.3244 | 1.4498 | 1.4498
2025-04-04 13:00 | 0.38931 | 0.42388 | 0.65353 | 0.87397 | 0.87397 | 0.87397 | 1.0725 | 1.0878 | 1.0878 | 1.174 | 1.2851 | 1.2851
2025-04-04 14:00 | 1.0382 | 1.1303 | 1.7427 | 2.3306 | 2.3306 | 2.3306 | 1.4885 | 1.5098 | 1.5098 | 1.6294 | 1.7836 | 1.7836
2025-04-04 15:00 | 1.4504 | 1.5791 | 2.4347 | 3.256 | 3.256 | 3.256 | 1.6565 | 1.6802 | 1.6802 | 1.8133 | 1.9849 | 1.9849
2025-04-04 16:00 | 1.7595 | 1.9158 | 2.9537 | 3.95 | 3.95 | 3.95 | 2.0954 | 2.1254 | 2.1254 | 2.2938 | 2.5108 | 2.5108
2025-04-04 17:00 | 1.8626 | 2.028 | 3.1267 | 4.1813 | 4.1813 | 4.1813 | 2.0649 | 2.0944 | 2.0944 | 2.2603 | 2.4742 | 2.4742
2025-04-04 18:00 | 2.1374 | 2.3272 | 3.588 | 4.7982 | 4.7982 | 4.7982 | 2.0153 | 2.0441 | 2.0441 | 2.206 | 2.4148 | 2.4148
2025-04-04 19:00 | 2.2328 | 2.4311 | 3.7482 | 5.0125 | 5.0125 | 5.0125 | 1.9618 | 1.9899 | 1.9899 | 2.1475 | 2.3507 | 2.3507
2025-04-04 20:00 | 2.0992 | 2.2856 | 3.5239 | 4.7126 | 4.7126 | 4.7126 | 1.8779 | 1.9047 | 1.9047 | 2.0556 | 2.2501 | 2.2501
2025-04-04 21:00 | 2.0725 | 2.2565 | 3.4791 | 4.6526 | 4.6526 | 4.6526 | 1.6908 | 1.715 | 1.715 | 1.8509 | 2.026 | 2.026
2025-04-04 22:00 | 1.9275 | 2.0986 | 3.2356 | 4.327 | 4.327 | 4.327 | 1.6221 | 1.6453 | 1.6453 | 1.7757 | 1.9437 | 1.9437
2025-04-04 23:00 | 1.626 | 1.7703 | 2.7294 | 3.6501 | 3.6501 | 3.6501 | 1.4771 | 1.4982 | 1.4982 | 1.6169 | 1.7699 | 1.7699
2025-04-05 | 1.5076 | 1.6415 | 2.5308 | 3.3845 | 3.3845 | 3.3845 | 1.4389 | 1.4595 | 1.4595 | 1.5751 | 1.7242 | 1.7242
2025-04-05 01:00 | 1.3664 | 1.4877 | 2.2938 | 3.0675 | 3.0675 | 3.0675 | 1.2519 | 1.2698 | 1.2698 | 1.3704 | 1.5001 | 1.5001
2025-04-05 02:00 | 1.3435 | 1.4628 | 2.2553 | 3.016 | 3.016 | 3.016 | 1.2176 | 1.235 | 1.235 | 1.3328 | 1.4589 | 1.4589
2025-04-05 03:00 | 1.3206 | 1.4379 | 2.2169 | 2.9646 | 2.9646 | 2.9646 | 1.2061 | 1.2233 | 1.2233 | 1.3203 | 1.4452 | 1.4452
2025-04-05 04:00 | 1.3282 | 1.4462 | 2.2297 | 2.9818 | 2.9818 | 2.9818 | 1.1679 | 1.1846 | 1.1846 | 1.2785 | 1.3995 | 1.3995
2025-04-05 05:00 | 1.313 | 1.4295 | 2.2041 | 2.9475 | 2.9475 | 2.9475 | 1.2137 | 1.2311 | 1.2311 | 1.3286 | 1.4544 | 1.4544
2025-04-05 06:00 | 1.4618 | 1.5916 | 2.4539 | 3.2817 | 3.2817 | 3.2817 | 1.5305 | 1.5524 | 1.5524 | 1.6754 | 1.8339 | 1.8339
2025-04-05 07:00 | 1.5954 | 1.7371 | 2.6782 | 3.5815 | 3.5815 | 3.5815 | 1.729 | 1.7537 | 1.7537 | 1.8927 | 2.0718 | 2.0718
2025-04-05 08:00 | 1.5916 | 1.7329 | 2.6718 | 3.573 | 3.573 | 3.573 | 1.6374 | 1.6608 | 1.6608 | 1.7924 | 1.962 | 1.962
2025-04-05 09:00 | 1.3511 | 1.4711 | 2.2681 | 3.0332 | 3.0332 | 3.0332 | 1.4695 | 1.4905 | 1.4905 | 1.6086 | 1.7608 | 1.7608
2025-04-05 10:00 | 0.93893 | 1.0223 | 1.5762 | 2.1078 | 2.1078 | 2.1078 | 1.1908 | 1.2079 | 1.2079 | 1.3036 | 1.4269 | 1.4269
2025-04-05 11:00 | 0.58397 | 0.63581 | 0.98029 | 1.3109 | 1.3109 | 1.3109 | 0.88168 | 0.89428 | 0.89428 | 0.96514 | 1.0565 | 1.0565
2025-04-05 12:00 | 0.58397 | 0.63581 | 0.98029 | 1.3109 | 1.3109 | 1.3109 | 0.4313 | 0.43746 | 0.43746 | 0.47212 | 0.5168 | 0.5168
2025-04-05 13:00 | 0.58397 | 0.63581 | 0.98029 | 1.3109 | 1.3109 | 1.3109 | 0.42366 | 0.42972 | 0.42972 | 0.46377 | 0.50765 | 0.50765
2025-04-05 14:00 | 0.50763 | 0.5527 | 0.85215 | 1.1396 | 1.1396 | 1.1396 | 0.50382 | 0.51102 | 0.51102 | 0.55151 | 0.60369 | 0.60369
2025-04-05 15:00 | 0.56489 | 0.61504 | 0.94826 | 1.2681 | 1.2681 | 1.2681 | 0.73664 | 0.74717 | 0.74717 | 0.80637 | 0.88267 | 0.88267
2025-04-05 16:00 | 1.1641 | 1.2675 | 1.9542 | 2.6133 | 2.6133 | 2.6133 | 1.1603 | 1.1769 | 1.1769 | 1.2701 | 1.3903 | 1.3903
2025-04-05 17:00 | 1.7214 | 1.8742 | 2.8896 | 3.8643 | 3.8643 | 3.8643 | 1.8397 | 1.866 | 1.866 | 2.0138 | 2.2044 | 2.2044
2025-04-05 18:00 | 2.0878 | 2.2731 | 3.5047 | 4.6869 | 4.6869 | 4.6869 | 1.8893 | 1.9163 | 1.9163 | 2.0681 | 2.2639 | 2.2639
2025-04-05 19:00 | 2.1221 | 2.3105 | 3.5624 | 4.764 | 4.764 | 4.764 | 1.7863 | 1.8118 | 1.8118 | 1.9553 | 2.1404 | 2.1404
2025-04-05 20:00 | 2.1641 | 2.3563 | 3.6329 | 4.8582 | 4.8582 | 4.8582 | 1.6412 | 1.6647 | 1.6647 | 1.7966 | 1.9666 | 1.9666
2025-04-05 21:00 | 1.9695 | 2.1443 | 3.3061 | 4.4212 | 4.4212 | 4.4212 | 1.6069 | 1.6298 | 1.6298 | 1.759 | 1.9254 | 1.9254
2025-04-05 22:00 | 1.8473 | 2.0113 | 3.1011 | 4.1471 | 4.1471 | 4.1471 | 1.5153 | 1.5369 | 1.5369 | 1.6587 | 1.8157 | 1.8157
2025-04-05 23:00 | 1.7214 | 1.8742 | 2.8896 | 3.8643 | 3.8643 | 3.8643 | 1.4962 | 1.5176 | 1.5176 | 1.6378 | 1.7928 | 1.7928
2025-04-06 | 1.5458 | 1.683 | 2.5949 | 3.4702 | 3.4702 | 3.4702 | 1.3664 | 1.3859 | 1.3859 | 1.4958 | 1.6373 | 1.6373
2025-04-06 01:00 | 1.4695 | 1.5999 | 2.4668 | 3.2988 | 3.2988 | 3.2988 | 1.271 | 1.2892 | 1.2892 | 1.3913 | 1.523 | 1.523
2025-04-06 02:00 | 1.3321 | 1.4503 | 2.2361 | 2.9903 | 2.9903 | 2.9903 | 1.1947 | 1.2117 | 1.2117 | 1.3077 | 1.4315 | 1.4315
2025-04-06 03:00 | 1.2824 | 1.3963 | 2.1528 | 2.8789 | 2.8789 | 2.8789 | 1.2595 | 1.2775 | 1.2775 | 1.3788 | 1.5092 | 1.5092
2025-04-06 04:00 | 1.2901 | 1.4046 | 2.1656 | 2.8961 | 2.8961 | 2.8961 | 1.2977 | 1.3163 | 1.3163 | 1.4205 | 1.555 | 1.555
2025-04-06 05:00 | 1.4618 | 1.5916 | 2.4539 | 3.2817 | 3.2817 | 3.2817 | 1.3817 | 1.4014 | 1.4014 | 1.5125 | 1.6556 | 1.6556
2025-04-06 06:00 | 1.6221 | 1.7662 | 2.723 | 3.6415 | 3.6415 | 3.6415 | 1.6908 | 1.715 | 1.715 | 1.8509 | 2.026 | 2.026
2025-04-06 07:00 | 1.5191 | 1.6539 | 2.55 | 3.4102 | 3.4102 | 3.4102 | 1.626 | 1.6492 | 1.6492 | 1.7799 | 1.9483 | 1.9483
2025-04-06 08:00 | 2.0496 | 2.2316 | 3.4406 | 4.6012 | 4.6012 | 4.6012 | 1.9313 | 1.9589 | 1.9589 | 2.1141 | 2.3142 | 2.3142
2025-04-06 09:00 | 1.5878 | 1.7288 | 2.6654 | 3.5644 | 3.5644 | 3.5644 | 1.6183 | 1.6414 | 1.6414 | 1.7715 | 1.9391 | 1.9391
2025-04-06 10:00 | 1.7176 | 1.87 | 2.8832 | 3.8557 | 3.8557 | 3.8557 | 1.5916 | 1.6143 | 1.6143 | 1.7423 | 1.9071 | 1.9071
2025-04-06 11:00 | 1.5382 | 1.6747 | 2.5821 | 3.453 | 3.453 | 3.453 | 1.4618 | 1.4827 | 1.4827 | 1.6002 | 1.7516 | 1.7516
2025-04-06 12:00 | 1.4542 | 1.5833 | 2.4411 | 3.2645 | 3.2645 | 3.2645 | 1.5382 | 1.5601 | 1.5601 | 1.6838 | 1.8431 | 1.8431
2025-04-06 13:00 | 1.2137 | 1.3215 | 2.0375 | 2.7247 | 2.7247 | 2.7247 | 1.4618 | 1.4827 | 1.4827 | 1.6002 | 1.7516 | 1.7516
2025-04-06 14:00 | 1.4198 | 1.5459 | 2.3835 | 3.1874 | 3.1874 | 3.1874 | 1.2481 | 1.2659 | 1.2659 | 1.3662 | 1.4955 | 1.4955
2025-04-06 15:00 | 1.5344 | 1.6706 | 2.5757 | 3.4445 | 3.4445 | 3.4445 | 1.6336 | 1.6569 | 1.6569 | 1.7882 | 1.9574 | 1.9574
2025-04-06 16:00 | 1.8321 | 1.9947 | 3.0754 | 4.1128 | 4.1128 | 4.1128 | 1.7863 | 1.8118 | 1.8118 | 1.9553 | 2.1404 | 2.1404
2025-04-06 17:00 | 2.2099 | 2.4061 | 3.7097 | 4.961 | 4.961 | 4.961 | 2.1336 | 2.1641 | 2.1641 | 2.3355 | 2.5566 | 2.5566
2025-04-06 18:00 | 2.5382 | 2.7635 | 4.2608 | 5.6979 | 5.6979 | 5.6979 | 2.1679 | 2.1989 | 2.1989 | 2.3731 | 2.5977 | 2.5977
2025-04-06 19:00 | 2.5115 | 2.7344 | 4.2159 | 5.6379 | 5.6379 | 5.6379 | 1.9847 | 2.0131 | 2.0131 | 2.1726 | 2.3782 | 2.3782
2025-04-06 20:00 | 2.3092 | 2.5142 | 3.8763 | 5.1838 | 5.1838 | 5.1838 | 1.9084 | 1.9357 | 1.9357 | 2.089 | 2.2867 | 2.2867
2025-04-06 21:00 | 2.0954 | 2.2815 | 3.5175 | 4.704 | 4.704 | 4.704 | 1.813 | 1.8389 | 1.8389 | 1.9846 | 2.1724 | 2.1724
2025-04-06 22:00 | 1.8359 | 1.9989 | 3.0818 | 4.1214 | 4.1214 | 4.1214 | 1.7595 | 1.7847 | 1.7847 | 1.9261 | 2.1084 | 2.1084
2025-04-06 23:00 | 1.6183 | 1.762 | 2.7166 | 3.633 | 3.633 | 3.633 | 1.5382 | 1.5601 | 1.5601 | 1.6838 | 1.8431 | 1.8431
2025-04-07 | 1.4389 | 1.5667 | 2.4155 | 3.2302 | 3.2302 | 3.2302 | 1.3244 | 1.3434 | 1.3434 | 1.4498 | 1.587 | 1.587
2025-04-07 01:00 | 1.4122 | 1.5376 | 2.3706 | 3.1703 | 3.1703 | 3.1703 | 1.3244 | 1.3434 | 1.3434 | 1.4498 | 1.587 | 1.587
2025-04-07 02:00 | 1.3053 | 1.4212 | 2.1912 | 2.9304 | 2.9304 | 2.9304 | 1.2786 | 1.2969 | 1.2969 | 1.3997 | 1.5321 | 1.5321
2025-04-07 03:00 | 1.3359 | 1.4545 | 2.2425 | 2.9989 | 2.9989 | 2.9989 | 1.313 | 1.3317 | 1.3317 | 1.4373 | 1.5733 | 1.5733
2025-04-07 04:00 | 1.3359 | 1.4545 | 2.2425 | 2.9989 | 2.9989 | 2.9989 | 1.3435 | 1.3627 | 1.3627 | 1.4707 | 1.6099 | 1.6099
2025-04-07 05:00 | 1.645 | 1.7911 | 2.7615 | 3.6929 | 3.6929 | 3.6929 | 1.8053 | 1.8311 | 1.8311 | 1.9762 | 2.1632 | 2.1632
2025-04-07 06:00 | 2.0611 | 2.2441 | 3.4599 | 4.6269 | 4.6269 | 4.6269 | 2.2252 | 2.257 | 2.257 | 2.4358 | 2.6663 | 2.6663
2025-04-07 07:00 | 2.042 | 2.2233 | 3.4278 | 4.584 | 4.584 | 4.584 | 2.3664 | 2.4002 | 2.4002 | 2.5904 | 2.8355 | 2.8355
2025-04-07 08:00 | 1.4809 | 1.6124 | 2.486 | 3.3245 | 3.3245 | 3.3245 | 2.1985 | 2.2299 | 2.2299 | 2.4066 | 2.6343 | 2.6343
2025-04-07 09:00 | 1.0153 | 1.1054 | 1.7043 | 2.2792 | 2.2792 | 2.2792 | 1.7061 | 1.7305 | 1.7305 | 1.8676 | 2.0443 | 2.0443
2025-04-07 10:00 | 0.6145 | 0.66906 | 1.0316 | 1.3795 | 1.3795 | 1.3795 | 1.0191 | 1.0336 | 1.0336 | 1.1155 | 1.2211 | 1.2211
2025-04-07 11:00 | 0.54198 | 0.5901 | 0.90982 | 1.2167 | 1.2167 | 1.2167 | 0.77863 | 0.78975 | 0.78975 | 0.85233 | 0.93298 | 0.93298
2025-04-07 12:00 | 0.48855 | 0.53192 | 0.82012 | 1.0967 | 1.0967 | 1.0967 | 0.78244 | 0.79362 | 0.79362 | 0.85651 | 0.93756 | 0.93756
2025-04-07 13:00 | 0.54198 | 0.5901 | 0.90982 | 1.2167 | 1.2167 | 1.2167 | 0.89313 | 0.90589 | 0.90589 | 0.97767 | 1.0702 | 1.0702
2025-04-07 14:00 | 0.5687 | 0.61919 | 0.95467 | 1.2767 | 1.2767 | 1.2767 | 1.0878 | 1.1033 | 1.1033 | 1.1908 | 1.3034 | 1.3034
2025-04-07 15:00 | 1.1183 | 1.2176 | 1.8773 | 2.5105 | 2.5105 | 2.5105 | 1.7137 | 1.7382 | 1.7382 | 1.876 | 2.0535 | 2.0535
2025-04-07 16:00 | 1.813 | 1.9739 | 3.0434 | 4.0699 | 4.0699 | 4.0699 | 2.1794 | 2.2105 | 2.2105 | 2.3857 | 2.6114 | 2.6114
2025-04-07 17:00 | 2.3359 | 2.5433 | 3.9212 | 5.2438 | 5.2438 | 5.2438 | 2.3855 | 2.4196 | 2.4196 | 2.6113 | 2.8584 | 2.8584
2025-04-07 18:00 | 2.5916 | 2.8217 | 4.3505 | 5.8179 | 5.8179 | 5.8179 | 2.416 | 2.4505 | 2.4505 | 2.6447 | 2.895 | 2.895
2025-04-07 19:00 | 2.5344 | 2.7594 | 4.2544 | 5.6894 | 5.6894 | 5.6894 | 2.313 | 2.346 | 2.346 | 2.5319 | 2.7715 | 2.7715
2025-04-07 20:00 | 2.229 | 2.4269 | 3.7418 | 5.0039 | 5.0039 | 5.0039 | 2.0534 | 2.0828 | 2.0828 | 2.2478 | 2.4605 | 2.4605
2025-04-07 21:00 | 2.1298 | 2.3189 | 3.5752 | 4.7811 | 4.7811 | 4.7811 | 1.8626 | 1.8892 | 1.8892 | 2.0389 | 2.2318 | 2.2318
2025-04-07 22:00 | 1.9389 | 2.1111 | 3.2548 | 4.3527 | 4.3527 | 4.3527 | 1.7824 | 1.8079 | 1.8079 | 1.9512 | 2.1358 | 2.1358
2025-04-07 23:00 | 1.645 | 1.7911 | 2.7615 | 3.6929 | 3.6929 | 3.6929 | 1.5649 | 1.5872 | 1.5872 | 1.713 | 1.8751 | 1.8751
2025-04-08 | 1.4351 | 1.5625 | 2.4091 | 3.2217 | 3.2217 | 3.2217 | 1.3893 | 1.4092 | 1.4092 | 1.5208 | 1.6647 | 1.6647
2025-04-08 01:00 | 1.3397 | 1.4586 | 2.2489 | 3.0075 | 3.0075 | 3.0075 | 1.3015 | 1.3201 | 1.3201 | 1.4247 | 1.5595 | 1.5595
2025-04-08 02:00 | 1.2824 | 1.3963 | 2.1528 | 2.8789 | 2.8789 | 2.8789 | 1.2672 | 1.2853 | 1.2853 | 1.3871 | 1.5184 | 1.5184
2025-04-08 03:00 | 1.3397 | 1.4586 | 2.2489 | 3.0075 | 3.0075 | 3.0075 | 1.2672 | 1.2853 | 1.2853 | 1.3871 | 1.5184 | 1.5184
2025-04-08 04:00 | 1.3588 | 1.4794 | 2.2809 | 3.0503 | 3.0503 | 3.0503 | 1.2824 | 1.3008 | 1.3008 | 1.4038 | 1.5367 | 1.5367
2025-04-08 05:00 | 1.542 | 1.6789 | 2.5885 | 3.4616 | 3.4616 | 3.4616 | 1.6603 | 1.684 | 1.684 | 1.8175 | 1.9894 | 1.9894
2025-04-08 06:00 | 1.8893 | 2.057 | 3.1715 | 4.2413 | 4.2413 | 4.2413 | 1.9389 | 1.9666 | 1.9666 | 2.1225 | 2.3233 | 2.3233
2025-04-08 07:00 | 2.1183 | 2.3064 | 3.556 | 4.7554 | 4.7554 | 4.7554 | 2.2939 | 2.3267 | 2.3267 | 2.511 | 2.7486 | 2.7486
2025-04-08 08:00 | 1.5992 | 1.7412 | 2.6846 | 3.5901 | 3.5901 | 3.5901 | 1.9389 | 1.9666 | 1.9666 | 2.1225 | 2.3233 | 2.3233
2025-04-08 09:00 | 0.88931 | 0.96827 | 1.4929 | 1.9964 | 1.9964 | 1.9964 | 1.5725 | 1.595 | 1.595 | 1.7214 | 1.8843 | 1.8843
2025-04-08 10:00 | 0.59924 | 0.65244 | 1.0059 | 1.3452 | 1.3452 | 1.3452 | 1.3244 | 1.3434 | 1.3434 | 1.4498 | 1.587 | 1.587
2025-04-08 11:00 | 0.52672 | 0.57348 | 0.88419 | 1.1824 | 1.1824 | 1.1824 | 0.9084 | 0.92138 | 0.92138 | 0.99438 | 1.0885 | 1.0885
2025-04-08 12:00 | 0.4313 | 0.46959 | 0.72401 | 0.96822 | 0.96822 | 0.96822 | 0.94656 | 0.96009 | 0.96009 | 1.0362 | 1.1342 | 1.1342
2025-04-08 13:00 | 0.44275 | 0.48206 | 0.74323 | 0.99392 | 0.99392 | 0.99392 | 0.99618 | 1.0104 | 1.0104 | 1.0905 | 1.1937 | 1.1937
2025-04-08 14:00 | 0.53435 | 0.58179 | 0.897 | 1.1996 | 1.1996 | 1.1996 | 1.3664 | 1.3859 | 1.3859 | 1.4958 | 1.6373 | 1.6373
2025-04-08 15:00 | 1.0878 | 1.1844 | 1.826 | 2.442 | 2.442 | 2.442 | 1.6718 | 1.6956 | 1.6956 | 1.83 | 2.0032 | 2.0032
2025-04-08 16:00 | 1.7672 | 1.9241 | 2.9665 | 3.9671 | 3.9671 | 3.9671 | 2.1718 | 2.2028 | 2.2028 | 2.3773 | 2.6023 | 2.6023
2025-04-08 17:00 | 2.1985 | 2.3937 | 3.6905 | 4.9353 | 4.9353 | 4.9353 | 2.355 | 2.3886 | 2.3886 | 2.5779 | 2.8218 | 2.8218
2025-04-08 18:00 | 2.458 | 2.6762 | 4.1262 | 5.518 | 5.518 | 5.518 | 2.355 | 2.3886 | 2.3886 | 2.5779 | 2.8218 | 2.8218
2025-04-08 19:00 | 2.4198 | 2.6347 | 4.0621 | 5.4323 | 5.4323 | 5.4323 | 2.1908 | 2.2221 | 2.2221 | 2.3982 | 2.6252 | 2.6252
2025-04-08 20:00 | 2.3397 | 2.5474 | 3.9276 | 5.2524 | 5.2524 | 5.2524 | 2.0458 | 2.075 | 2.075 | 2.2394 | 2.4514 | 2.4514
2025-04-08 21:00 | 2.0573 | 2.2399 | 3.4535 | 4.6183 | 4.6183 | 4.6183 | 1.8282 | 1.8544 | 1.8544 | 2.0013 | 2.1907 | 2.1907
2025-04-08 22:00 | 1.9504 | 2.1235 | 3.2741 | 4.3784 | 4.3784 | 4.3784 | 1.6794 | 1.7034 | 1.7034 | 1.8384 | 2.0123 | 2.0123
2025-04-08 23:00 | 1.7023 | 1.8534 | 2.8576 | 3.8215 | 3.8215 | 3.8215 | 1.6031 | 1.626 | 1.626 | 1.7548 | 1.9208 | 1.9208
2025-04-09 | 1.4962 | 1.629 | 2.5116 | 3.3588 | 3.3588 | 3.3588 | 1.3015 | 1.3201 | 1.3201 | 1.4247 | 1.5595 | 1.5595
2025-04-09 01:00 | 1.3664 | 1.4877 | 2.2938 | 3.0675 | 3.0675 | 3.0675 | 1.2252 | 1.2427 | 1.2427 | 1.3412 | 1.4681 | 1.4681
2025-04-09 02:00 | 1.2863 | 1.4005 | 2.1592 | 2.8875 | 2.8875 | 2.8875 | 1.2023 | 1.2195 | 1.2195 | 1.3161 | 1.4406 | 1.4406
2025-04-09 03:00 | 1.2557 | 1.3672 | 2.108 | 2.819 | 2.819 | 2.819 | 1.145 | 1.1614 | 1.1614 | 1.2534 | 1.372 | 1.372
2025-04-09 04:00 | 1.2481 | 1.3589 | 2.0951 | 2.8018 | 2.8018 | 2.8018 | 1.2099 | 1.2272 | 1.2272 | 1.3244 | 1.4498 | 1.4498
2025-04-09 05:00 | 1.5076 | 1.6415 | 2.5308 | 3.3845 | 3.3845 | 3.3845 | 1.5916 | 1.6143 | 1.6143 | 1.7423 | 1.9071 | 1.9071
2025-04-09 06:00 | 1.8435 | 2.0072 | 3.0947 | 4.1385 | 4.1385 | 4.1385 | 1.9924 | 2.0208 | 2.0208 | 2.181 | 2.3873 | 2.3873
2025-04-09 07:00 | 2.0153 | 2.1942 | 3.383 | 4.5241 | 4.5241 | 4.5241 | 2.0038 | 2.0324 | 2.0324 | 2.1935 | 2.4011 | 2.4011
2025-04-09 08:00 | 1.8893 | 2.057 | 3.1715 | 4.2413 | 4.2413 | 4.2413 | 2.0687 | 2.0983 | 2.0983 | 2.2645 | 2.4788 | 2.4788
2025-04-09 09:00 | 0.88168 | 0.95996 | 1.4801 | 1.9793 | 1.9793 | 1.9793 | 1.8053 | 1.8311 | 1.8311 | 1.9762 | 2.1632 | 2.1632
2025-04-09 10:00 | 0.66794 | 0.72724 | 1.1213 | 1.4995 | 1.4995 | 1.4995 | 1.1298 | 1.1459 | 1.1459 | 1.2367 | 1.3537 | 1.3537
2025-04-09 11:00 | 0.51908 | 0.56517 | 0.87137 | 1.1653 | 1.1653 | 1.1653 | 0.96947 | 0.98332 | 0.98332 | 1.0612 | 1.1617 | 1.1617
2025-04-09 12:00 | 0.51908 | 0.56517 | 0.87137 | 1.1653 | 1.1653 | 1.1653 | 1.2405 | 1.2582 | 1.2582 | 1.3579 | 1.4864 | 1.4864
2025-04-09 13:00 | 0.74809 | 0.81451 | 1.2558 | 1.6794 | 1.6794 | 1.6794 | 1.2786 | 1.2969 | 1.2969 | 1.3997 | 1.5321 | 1.5321
2025-04-09 14:00 | 0.63359 | 0.68984 | 1.0636 | 1.4223 | 1.4223 | 1.4223 | 1.4542 | 1.475 | 1.475 | 1.5918 | 1.7425 | 1.7425
2025-04-09 15:00 | 1.1908 | 1.2966 | 1.999 | 2.6733 | 2.6733 | 2.6733 | 1.7634 | 1.7886 | 1.7886 | 1.9303 | 2.1129 | 2.1129
2025-04-09 16:00 | 1.874 | 2.0404 | 3.1459 | 4.207 | 4.207 | 4.207 | 2.0802 | 2.1099 | 2.1099 | 2.2771 | 2.4925 | 2.4925
2025-04-09 17:00 | 2.2099 | 2.4061 | 3.7097 | 4.961 | 4.961 | 4.961 | 2.2405 | 2.2725 | 2.2725 | 2.4525 | 2.6846 | 2.6846
2025-04-09 18:00 | 2.4504 | 2.6679 | 4.1134 | 5.5008 | 5.5008 | 5.5008 | 2.2901 | 2.3228 | 2.3228 | 2.5068 | 2.7441 | 2.7441
2025-04-09 19:00 | 2.4008 | 2.6139 | 4.0301 | 5.3895 | 5.3895 | 5.3895 | 2.271 | 2.3034 | 2.3034 | 2.486 | 2.7212 | 2.7212
2025-04-09 20:00 | 2.2939 | 2.4975 | 3.8507 | 5.1495 | 5.1495 | 5.1495 | 1.9237 | 1.9511 | 1.9511 | 2.1058 | 2.305 | 2.305
2025-04-09 21:00 | 2.1183 | 2.3064 | 3.556 | 4.7554 | 4.7554 | 4.7554 | 1.8435 | 1.8699 | 1.8699 | 2.018 | 2.209 | 2.209
2025-04-09 22:00 | 1.8969 | 2.0654 | 3.1844 | 4.2584 | 4.2584 | 4.2584 | 1.6527 | 1.6763 | 1.6763 | 1.8091 | 1.9803 | 1.9803
2025-04-09 23:00 | 1.645 | 1.7911 | 2.7615 | 3.6929 | 3.6929 | 3.6929 | 1.5382 | 1.5601 | 1.5601 | 1.6838 | 1.8431 | 1.8431
2025-04-10 | 1.4924 | 1.6249 | 2.5052 | 3.3502 | 3.3502 | 3.3502 | 1.3473 | 1.3666 | 1.3666 | 1.4749 | 1.6144 | 1.6144
2025-04-10 01:00 | 1.3664 | 1.4877 | 2.2938 | 3.0675 | 3.0675 | 3.0675 | 1.3206 | 1.3395 | 1.3395 | 1.4456 | 1.5824 | 1.5824
2025-04-10 02:00 | 1.2863 | 1.4005 | 2.1592 | 2.8875 | 2.8875 | 2.8875 | 1.2405 | 1.2582 | 1.2582 | 1.3579 | 1.4864 | 1.4864
2025-04-10 03:00 | 1.2595 | 1.3714 | 2.1144 | 2.8275 | 2.8275 | 2.8275 | 1.2366 | 1.2543 | 1.2543 | 1.3537 | 1.4818 | 1.4818
2025-04-10 04:00 | 1.271 | 1.3838 | 2.1336 | 2.8532 | 2.8532 | 2.8532 | 1.2519 | 1.2698 | 1.2698 | 1.3704 | 1.5001 | 1.5001
2025-04-10 05:00 | 1.4542 | 1.5833 | 2.4411 | 3.2645 | 3.2645 | 3.2645 | 1.4618 | 1.4827 | 1.4827 | 1.6002 | 1.7516 | 1.7516
2025-04-10 06:00 | 1.7977 | 1.9573 | 3.0178 | 4.0357 | 4.0357 | 4.0357 | 1.9618 | 1.9899 | 1.9899 | 2.1475 | 2.3507 | 2.3507
2025-04-10 07:00 | 2.0725 | 2.2565 | 3.4791 | 4.6526 | 4.6526 | 4.6526 | 2.1145 | 2.1447 | 2.1447 | 2.3147 | 2.5337 | 2.5337
2025-04-10 08:00 | 1.6718 | 1.8202 | 2.8063 | 3.7529 | 3.7529 | 3.7529 | 2.0382 | 2.0673 | 2.0673 | 2.2311 | 2.4422 | 2.4422
2025-04-10 09:00 | 1.2595 | 1.3714 | 2.1144 | 2.8275 | 2.8275 | 2.8275 | 1.9046 | 1.9318 | 1.9318 | 2.0849 | 2.2821 | 2.2821
2025-04-10 10:00 | 1.1832 | 1.2883 | 1.9862 | 2.6562 | 2.6562 | 2.6562 | 1.8817 | 1.9086 | 1.9086 | 2.0598 | 2.2547 | 2.2547
2025-04-10 11:00 | 1.2214 | 1.3298 | 2.0503 | 2.7419 | 2.7419 | 2.7419 | 1.9084 | 1.9357 | 1.9357 | 2.089 | 2.2867 | 2.2867
2025-04-10 12:00 | 1.1718 | 1.2758 | 1.967 | 2.6305 | 2.6305 | 2.6305 | 1.8893 | 1.9163 | 1.9163 | 2.0681 | 2.2639 | 2.2639
2025-04-10 13:00 | 1.1908 | 1.2966 | 1.999 | 2.6733 | 2.6733 | 2.6733 | 1.8244 | 1.8505 | 1.8505 | 1.9971 | 2.1861 | 2.1861
2025-04-10 14:00 | 1.2328 | 1.3423 | 2.0695 | 2.7676 | 2.7676 | 2.7676 | 1.8779 | 1.9047 | 1.9047 | 2.0556 | 2.2501 | 2.2501
2025-04-10 15:00 | 1.3168 | 1.4337 | 2.2105 | 2.9561 | 2.9561 | 2.9561 | 1.8053 | 1.8311 | 1.8311 | 1.9762 | 2.1632 | 2.1632
2025-04-10 16:00 | 1.8168 | 1.9781 | 3.0498 | 4.0785 | 4.0785 | 4.0785 | 2.1641 | 2.195 | 2.195 | 2.369 | 2.5931 | 2.5931
2025-04-10 17:00 | 2.126 | 2.3147 | 3.5688 | 4.7725 | 4.7725 | 4.7725 | 2.3282 | 2.3615 | 2.3615 | 2.5486 | 2.7898 | 2.7898
2025-04-10 18:00 | 2.4733 | 2.6929 | 4.1518 | 5.5523 | 5.5523 | 5.5523 | 2.2557 | 2.288 | 2.288 | 2.4692 | 2.7029 | 2.7029
2025-04-10 19:00 | 2.3893 | 2.6014 | 4.0109 | 5.3638 | 5.3638 | 5.3638 | 2.2176 | 2.2492 | 2.2492 | 2.4275 | 2.6572 | 2.6572
2025-04-10 20:00 | 2.271 | 2.4726 | 3.8123 | 5.0981 | 5.0981 | 5.0981 | 2 | 2.0286 | 2.0286 | 2.1893 | 2.3965 | 2.3965
2025-04-10 21:00 | 2.084 | 2.269 | 3.4983 | 4.6783 | 4.6783 | 4.6783 | 1.7099 | 1.7344 | 1.7344 | 1.8718 | 2.0489 | 2.0489
2025-04-10 22:00 | 1.9046 | 2.0737 | 3.1972 | 4.2756 | 4.2756 | 4.2756 | 1.6565 | 1.6802 | 1.6802 | 1.8133 | 1.9849 | 1.9849
2025-04-10 23:00 | 1.6756 | 1.8243 | 2.8127 | 3.7615 | 3.7615 | 3.7615 | 1.5115 | 1.533 | 1.533 | 1.6545 | 1.8111 | 1.8111
2025-04-11 | 1.4466 | 1.575 | 2.4283 | 3.2474 | 3.2474 | 3.2474 | 1.2824 | 1.3008 | 1.3008 | 1.4038 | 1.5367 | 1.5367
2025-04-11 01:00 | 1.2939 | 1.4088 | 2.172 | 2.9047 | 2.9047 | 2.9047 | 1.2519 | 1.2698 | 1.2698 | 1.3704 | 1.5001 | 1.5001
2025-04-11 02:00 | 1.3244 | 1.442 | 2.2233 | 2.9732 | 2.9732 | 2.9732 | 1.2519 | 1.2698 | 1.2698 | 1.3704 | 1.5001 | 1.5001
2025-04-11 03:00 | 1.3168 | 1.4337 | 2.2105 | 2.9561 | 2.9561 | 2.9561 | 1.2099 | 1.2272 | 1.2272 | 1.3244 | 1.4498 | 1.4498
2025-04-11 04:00 | 1.3855 | 1.5085 | 2.3258 | 3.1103 | 3.1103 | 3.1103 | 1.2366 | 1.2543 | 1.2543 | 1.3537 | 1.4818 | 1.4818
2025-04-11 05:00 | 1.5878 | 1.7288 | 2.6654 | 3.5644 | 3.5644 | 3.5644 | 1.6412 | 1.6647 | 1.6647 | 1.7966 | 1.9666 | 1.9666
2025-04-11 06:00 | 1.8473 | 2.0113 | 3.1011 | 4.1471 | 4.1471 | 4.1471 | 2.1298 | 2.1602 | 2.1602 | 2.3314 | 2.552 | 2.552
2025-04-11 07:00 | 1.9771 | 2.1526 | 3.3189 | 4.4384 | 4.4384 | 4.4384 | 2.2519 | 2.2841 | 2.2841 | 2.4651 | 2.6983 | 2.6983
2025-04-11 08:00 | 1.6069 | 1.7495 | 2.6974 | 3.6073 | 3.6073 | 3.6073 | 2.0344 | 2.0634 | 2.0634 | 2.2269 | 2.4376 | 2.4376
2025-04-11 09:00 | 0.98855 | 1.0763 | 1.6595 | 2.2192 | 2.2192 | 2.2192 | 1.6756 | 1.6995 | 1.6995 | 1.8342 | 2.0077 | 2.0077
2025-04-11 10:00 | 0.6145 | 0.66906 | 1.0316 | 1.3795 | 1.3795 | 1.3795 | 1.3206 | 1.3395 | 1.3395 | 1.4456 | 1.5824 | 1.5824
2025-04-11 11:00 | 0.51145 | 0.55686 | 0.85856 | 1.1482 | 1.1482 | 1.1482 | 1.1412 | 1.1575 | 1.1575 | 1.2492 | 1.3675 | 1.3675
2025-04-11 12:00 | 0.46947 | 0.51114 | 0.78808 | 1.0539 | 1.0539 | 1.0539 | 1.2672 | 1.2853 | 1.2853 | 1.3871 | 1.5184 | 1.5184
2025-04-11 13:00 | 0.67176 | 0.73139 | 1.1277 | 1.508 | 1.508 | 1.508 | 1.5229 | 1.5447 | 1.5447 | 1.6671 | 1.8248 | 1.8248
2025-04-11 14:00 | 1.7557 | 1.9116 | 2.9473 | 3.9414 | 3.9414 | 3.9414 | 2.2557 | 2.288 | 2.288 | 2.4692 | 2.7029 | 2.7029
2025-04-11 15:00 | 1.7557 | 1.9116 | 2.9473 | 3.9414 | 3.9414 | 3.9414 | 2.2595 | 2.2918 | 2.2918 | 2.4734 | 2.7075 | 2.7075
2025-04-11 16:00 | 1.9695 | 2.1443 | 3.3061 | 4.4212 | 4.4212 | 4.4212 | 2.2519 | 2.2841 | 2.2841 | 2.4651 | 2.6983 | 2.6983
2025-04-11 17:00 | 2.2672 | 2.4685 | 3.8059 | 5.0896 | 5.0896 | 5.0896 | 2.2328 | 2.2647 | 2.2647 | 2.4442 | 2.6755 | 2.6755
2025-04-11 18:00 | 2.3282 | 2.5349 | 3.9084 | 5.2267 | 5.2267 | 5.2267 | 2.1107 | 2.1408 | 2.1408 | 2.3105 | 2.5291 | 2.5291
2025-04-11 19:00 | 2.271 | 2.4726 | 3.8123 | 5.0981 | 5.0981 | 5.0981 | 1.9389 | 1.9666 | 1.9666 | 2.1225 | 2.3233 | 2.3233
2025-04-11 20:00 | 2.2023 | 2.3978 | 3.6969 | 4.9439 | 4.9439 | 4.9439 | 1.8435 | 1.8699 | 1.8699 | 2.018 | 2.209 | 2.209
2025-04-11 21:00 | 2.0191 | 2.1983 | 3.3894 | 4.5326 | 4.5326 | 4.5326 | 1.5916 | 1.6143 | 1.6143 | 1.7423 | 1.9071 | 1.9071
2025-04-11 22:00 | 1.8321 | 1.9947 | 3.0754 | 4.1128 | 4.1128 | 4.1128 | 1.5115 | 1.533 | 1.533 | 1.6545 | 1.8111 | 1.8111
2025-04-11 23:00 | 1.729 | 1.8825 | 2.9024 | 3.8814 | 3.8814 | 3.8814 | 1.4618 | 1.4827 | 1.4827 | 1.6002 | 1.7516 | 1.7516
2025-04-12 | 1.4962 | 1.629 | 2.5116 | 3.3588 | 3.3588 | 3.3588 | 1.2366 | 1.2543 | 1.2543 | 1.3537 | 1.4818 | 1.4818
2025-04-12 01:00 | 1.3817 | 1.5043 | 2.3194 | 3.1017 | 3.1017 | 3.1017 | 1.2252 | 1.2427 | 1.2427 | 1.3412 | 1.4681 | 1.4681
2025-04-12 02:00 | 1.3168 | 1.4337 | 2.2105 | 2.9561 | 2.9561 | 2.9561 | 1.1794 | 1.1962 | 1.1962 | 1.291 | 1.4132 | 1.4132
2025-04-12 03:00 | 1.2977 | 1.4129 | 2.1784 | 2.9132 | 2.9132 | 2.9132 | 1.1641 | 1.1808 | 1.1808 | 1.2743 | 1.3949 | 1.3949
2025-04-12 04:00 | 1.2748 | 1.388 | 2.14 | 2.8618 | 2.8618 | 2.8618 | 1.1031 | 1.1188 | 1.1188 | 1.2075 | 1.3217 | 1.3217
2025-04-12 05:00 | 1.3397 | 1.4586 | 2.2489 | 3.0075 | 3.0075 | 3.0075 | 1.3435 | 1.3627 | 1.3627 | 1.4707 | 1.6099 | 1.6099
2025-04-12 06:00 | 1.4275 | 1.5542 | 2.3963 | 3.2045 | 3.2045 | 3.2045 | 1.458 | 1.4788 | 1.4788 | 1.596 | 1.7471 | 1.7471
2025-04-12 07:00 | 1.4924 | 1.6249 | 2.5052 | 3.3502 | 3.3502 | 3.3502 | 1.5687 | 1.5911 | 1.5911 | 1.7172 | 1.8797 | 1.8797
2025-04-12 08:00 | 1.2901 | 1.4046 | 2.1656 | 2.8961 | 2.8961 | 2.8961 | 1.5 | 1.5214 | 1.5214 | 1.642 | 1.7974 | 1.7974
2025-04-12 09:00 | 0.98855 | 1.0763 | 1.6595 | 2.2192 | 2.2192 | 2.2192 | 1.3206 | 1.3395 | 1.3395 | 1.4456 | 1.5824 | 1.5824
2025-04-12 10:00 | 0.74809 | 0.81451 | 1.2558 | 1.6794 | 1.6794 | 1.6794 | 0.87405 | 0.88653 | 0.88653 | 0.95678 | 1.0473 | 1.0473
2025-04-12 11:00 | 0.57634 | 0.6275 | 0.96748 | 1.2938 | 1.2938 | 1.2938 | 0.77863 | 0.78975 | 0.78975 | 0.85233 | 0.93298 | 0.93298
2025-04-12 12:00 | 0.49618 | 0.54023 | 0.83293 | 1.1139 | 1.1139 | 1.1139 | 0.85496 | 0.86718 | 0.86718 | 0.93589 | 1.0245 | 1.0245
2025-04-12 13:00 | 0.84351 | 0.9184 | 1.416 | 1.8936 | 1.8936 | 1.8936 | 0.97328 | 0.98719 | 0.98719 | 1.0654 | 1.1662 | 1.1662
2025-04-12 14:00 | 1.5649 | 1.7038 | 2.6269 | 3.513 | 3.513 | 3.513 | 1.0115 | 1.0259 | 1.0259 | 1.1072 | 1.212 | 1.212
2025-04-12 15:00 | 1.7176 | 1.87 | 2.8832 | 3.8557 | 3.8557 | 3.8557 | 1.6336 | 1.6569 | 1.6569 | 1.7882 | 1.9574 | 1.9574
2025-04-12 16:00 | 1.9313 | 2.1028 | 3.242 | 4.3356 | 4.3356 | 4.3356 | 1.8053 | 1.8311 | 1.8311 | 1.9762 | 2.1632 | 2.1632
2025-04-12 17:00 | 2.1641 | 2.3563 | 3.6329 | 4.8582 | 4.8582 | 4.8582 | 1.9504 | 1.9782 | 1.9782 | 2.135 | 2.337 | 2.337
2025-04-12 18:00 | 2.3435 | 2.5516 | 3.934 | 5.2609 | 5.2609 | 5.2609 | 1.9466 | 1.9744 | 1.9744 | 2.1308 | 2.3325 | 2.3325
2025-04-12 19:00 | 2.1679 | 2.3604 | 3.6393 | 4.8668 | 4.8668 | 4.8668 | 1.8359 | 1.8621 | 1.8621 | 2.0097 | 2.1998 | 2.1998
2025-04-12 20:00 | 2.0115 | 2.19 | 3.3766 | 4.5155 | 4.5155 | 4.5155 | 1.6985 | 1.7227 | 1.7227 | 1.8592 | 2.0352 | 2.0352
2025-04-12 21:00 | 1.9504 | 2.1235 | 3.2741 | 4.3784 | 4.3784 | 4.3784 | 1.5076 | 1.5292 | 1.5292 | 1.6503 | 1.8065 | 1.8065
2025-04-12 22:00 | 1.8473 | 2.0113 | 3.1011 | 4.1471 | 4.1471 | 4.1471 | 1.5573 | 1.5795 | 1.5795 | 1.7047 | 1.866 | 1.866
2025-04-12 23:00 | 1.6336 | 1.7786 | 2.7423 | 3.6672 | 3.6672 | 3.6672 | 1.4237 | 1.444 | 1.444 | 1.5584 | 1.7059 | 1.7059
2025-04-13 | 1.5 | 1.6332 | 2.518 | 3.3673 | 3.3673 | 3.3673 | 1.3588 | 1.3782 | 1.3782 | 1.4874 | 1.6281 | 1.6281
2025-04-13 01:00 | 1.3779 | 1.5002 | 2.313 | 3.0932 | 3.0932 | 3.0932 | 1.271 | 1.2892 | 1.2892 | 1.3913 | 1.523 | 1.523
2025-04-13 02:00 | 1.2977 | 1.4129 | 2.1784 | 2.9132 | 2.9132 | 2.9132 | 1.2099 | 1.2272 | 1.2272 | 1.3244 | 1.4498 | 1.4498
2025-04-13 03:00 | 1.2824 | 1.3963 | 2.1528 | 2.8789 | 2.8789 | 2.8789 | 1.1679 | 1.1846 | 1.1846 | 1.2785 | 1.3995 | 1.3995
2025-04-13 04:00 | 1.2328 | 1.3423 | 2.0695 | 2.7676 | 2.7676 | 2.7676 | 1.1336 | 1.1498 | 1.1498 | 1.2409 | 1.3583 | 1.3583
2025-04-13 05:00 | 1.3168 | 1.4337 | 2.2105 | 2.9561 | 2.9561 | 2.9561 | 1.2328 | 1.2504 | 1.2504 | 1.3495 | 1.4772 | 1.4772
2025-04-13 06:00 | 1.4046 | 1.5293 | 2.3578 | 3.1531 | 3.1531 | 3.1531 | 1.4504 | 1.4711 | 1.4711 | 1.5877 | 1.7379 | 1.7379
2025-04-13 07:00 | 1.3779 | 1.5002 | 2.313 | 3.0932 | 3.0932 | 3.0932 | 1.4504 | 1.4711 | 1.4711 | 1.5877 | 1.7379 | 1.7379
2025-04-13 08:00 | 1.4351 | 1.5625 | 2.4091 | 3.2217 | 3.2217 | 3.2217 | 1.4122 | 1.4324 | 1.4324 | 1.5459 | 1.6922 | 1.6922
2025-04-13 09:00 | 0.98855 | 1.0763 | 1.6595 | 2.2192 | 2.2192 | 2.2192 | 1.0496 | 1.0646 | 1.0646 | 1.149 | 1.2577 | 1.2577
2025-04-13 10:00 | 1.1336 | 1.2342 | 1.9029 | 2.5448 | 2.5448 | 2.5448 | 1.0267 | 1.0414 | 1.0414 | 1.1239 | 1.2303 | 1.2303
2025-04-13 11:00 | 1.1489 | 1.2509 | 1.9286 | 2.5791 | 2.5791 | 2.5791 | 0.79771 | 0.80911 | 0.80911 | 0.87322 | 0.95585 | 0.95585
2025-04-13 12:00 | 1.2481 | 1.3589 | 2.0951 | 2.8018 | 2.8018 | 2.8018 | 1.0115 | 1.0259 | 1.0259 | 1.1072 | 1.212 | 1.212
2025-04-13 13:00 | 0.74046 | 0.8062 | 1.243 | 1.6623 | 1.6623 | 1.6623 | 0.88168 | 0.89428 | 0.89428 | 0.96514 | 1.0565 | 1.0565
2025-04-13 14:00 | 1.0458 | 1.1386 | 1.7556 | 2.3477 | 2.3477 | 2.3477 | 0.91221 | 0.92525 | 0.92525 | 0.99856 | 1.0931 | 1.0931
2025-04-13 15:00 | 1.5344 | 1.6706 | 2.5757 | 3.4445 | 3.4445 | 3.4445 | 1.2901 | 1.3085 | 1.3085 | 1.4122 | 1.5458 | 1.5458
2025-04-13 16:00 | 1.9656 | 2.1402 | 3.2997 | 4.4127 | 4.4127 | 4.4127 | 1.8206 | 1.8466 | 1.8466 | 1.9929 | 2.1815 | 2.1815
2025-04-13 17:00 | 2.3015 | 2.5059 | 3.8635 | 5.1667 | 5.1667 | 5.1667 | 2.0038 | 2.0324 | 2.0324 | 2.1935 | 2.4011 | 2.4011
2025-04-13 18:00 | 2.3206 | 2.5266 | 3.8956 | 5.2095 | 5.2095 | 5.2095 | 2.0038 | 2.0324 | 2.0324 | 2.1935 | 2.4011 | 2.4011
2025-04-13 19:00 | 2.3855 | 2.5973 | 4.0045 | 5.3552 | 5.3552 | 5.3552 | 1.8855 | 1.9124 | 1.9124 | 2.064 | 2.2593 | 2.2593
2025-04-13 20:00 | 2.2519 | 2.4518 | 3.7802 | 5.0553 | 5.0553 | 5.0553 | 1.7557 | 1.7808 | 1.7808 | 1.9219 | 2.1038 | 2.1038
2025-04-13 21:00 | 2.0305 | 2.2108 | 3.4086 | 4.5583 | 4.5583 | 4.5583 | 1.6336 | 1.6569 | 1.6569 | 1.7882 | 1.9574 | 1.9574
2025-04-13 22:00 | 1.9008 | 2.0695 | 3.1908 | 4.267 | 4.267 | 4.267 | 1.4962 | 1.5176 | 1.5176 | 1.6378 | 1.7928 | 1.7928
2025-04-13 23:00 | 1.5954 | 1.7371 | 2.6782 | 3.5815 | 3.5815 | 3.5815 | 1.4122 | 1.4324 | 1.4324 | 1.5459 | 1.6922 | 1.6922
2025-04-14 | 1.4084 | 1.5334 | 2.3642 | 3.1617 | 3.1617 | 3.1617 | 1.2939 | 1.3124 | 1.3124 | 1.4164 | 1.5504 | 1.5504
2025-04-14 01:00 | 1.3397 | 1.4586 | 2.2489 | 3.0075 | 3.0075 | 3.0075 | 1.1985 | 1.2156 | 1.2156 | 1.3119 | 1.4361 | 1.4361
2025-04-14 02:00 | 1.271 | 1.3838 | 2.1336 | 2.8532 | 2.8532 | 2.8532 | 1.1985 | 1.2156 | 1.2156 | 1.3119 | 1.4361 | 1.4361
2025-04-14 03:00 | 1.313 | 1.4295 | 2.2041 | 2.9475 | 2.9475 | 2.9475 | 1.2099 | 1.2272 | 1.2272 | 1.3244 | 1.4498 | 1.4498
2025-04-14 04:00 | 1.2939 | 1.4088 | 2.172 | 2.9047 | 2.9047 | 2.9047 | 1.1794 | 1.1962 | 1.1962 | 1.291 | 1.4132 | 1.4132
2025-04-14 05:00 | 1.5076 | 1.6415 | 2.5308 | 3.3845 | 3.3845 | 3.3845 | 1.6069 | 1.6298 | 1.6298 | 1.759 | 1.9254 | 1.9254
2025-04-14 06:00 | 1.7519 | 1.9074 | 2.9409 | 3.9328 | 3.9328 | 3.9328 | 1.9504 | 1.9782 | 1.9782 | 2.135 | 2.337 | 2.337
2025-04-14 07:00 | 1.7634 | 1.9199 | 2.9601 | 3.9586 | 3.9586 | 3.9586 | 1.9656 | 1.9937 | 1.9937 | 2.1517 | 2.3553 | 2.3553
2025-04-14 08:00 | 1.5382 | 1.6747 | 2.5821 | 3.453 | 3.453 | 3.453 | 2.0076 | 2.0363 | 2.0363 | 2.1977 | 2.4056 | 2.4056
2025-04-14 09:00 | 1.1756 | 1.2799 | 1.9734 | 2.639 | 2.639 | 2.639 | 1.7519 | 1.7769 | 1.7769 | 1.9177 | 2.0992 | 2.0992
2025-04-14 10:00 | 0.67176 | 0.73139 | 1.1277 | 1.508 | 1.508 | 1.508 | 1.3931 | 1.413 | 1.413 | 1.525 | 1.6693 | 1.6693
2025-04-14 11:00 | 0.50763 | 0.5527 | 0.85215 | 1.1396 | 1.1396 | 1.1396 | 1.1183 | 1.1343 | 1.1343 | 1.2242 | 1.34 | 1.34
2025-04-14 12:00 | 0.50763 | 0.5527 | 0.85215 | 1.1396 | 1.1396 | 1.1396 | 1.1527 | 1.1691 | 1.1691 | 1.2618 | 1.3812 | 1.3812
2025-04-14 13:00 | 1.6679 | 1.816 | 2.7999 | 3.7443 | 3.7443 | 3.7443 | 2.0496 | 2.0789 | 2.0789 | 2.2436 | 2.4559 | 2.4559
2025-04-14 14:00 | 1.9237 | 2.0944 | 3.2292 | 4.3184 | 4.3184 | 4.3184 | 2.3664 | 2.4002 | 2.4002 | 2.5904 | 2.8355 | 2.8355
2025-04-14 15:00 | 1.9313 | 2.1028 | 3.242 | 4.3356 | 4.3356 | 4.3356 | 2.3206 | 2.3538 | 2.3538 | 2.5403 | 2.7807 | 2.7807
2025-04-14 16:00 | 2.0344 | 2.215 | 3.415 | 4.5669 | 4.5669 | 4.5669 | 2.187 | 2.2183 | 2.2183 | 2.394 | 2.6206 | 2.6206
2025-04-14 17:00 | 2.374 | 2.5848 | 3.9853 | 5.3295 | 5.3295 | 5.3295 | 2.2405 | 2.2725 | 2.2725 | 2.4525 | 2.6846 | 2.6846
2025-04-14 18:00 | 2.4809 | 2.7012 | 4.1647 | 5.5694 | 5.5694 | 5.5694 | 2.1527 | 2.1834 | 2.1834 | 2.3564 | 2.5794 | 2.5794
2025-04-14 19:00 | 2.4275 | 2.643 | 4.075 | 5.4494 | 5.4494 | 5.4494 | 2.1031 | 2.1331 | 2.1331 | 2.3021 | 2.52 | 2.52
2025-04-14 20:00 | 2.1107 | 2.2981 | 3.5432 | 4.7383 | 4.7383 | 4.7383 | 1.7672 | 1.7924 | 1.7924 | 1.9344 | 2.1175 | 2.1175
2025-04-14 21:00 | 1.9809 | 2.1568 | 3.3253 | 4.4469 | 4.4469 | 4.4469 | 1.6107 | 1.6337 | 1.6337 | 1.7631 | 1.93 | 1.93
2025-04-14 22:00 | 1.9275 | 2.0986 | 3.2356 | 4.327 | 4.327 | 4.327 | 1.6412 | 1.6647 | 1.6647 | 1.7966 | 1.9666 | 1.9666
2025-04-14 23:00 | 1.5802 | 1.7204 | 2.6526 | 3.5473 | 3.5473 | 3.5473 | 1.4427 | 1.4634 | 1.4634 | 1.5793 | 1.7288 | 1.7288
2025-04-15 | 1.4656 | 1.5958 | 2.4603 | 3.2902 | 3.2902 | 3.2902 | 1.2443 | 1.2621 | 1.2621 | 1.3621 | 1.4909 | 1.4909
2025-04-15 01:00 | 1.3206 | 1.4379 | 2.2169 | 2.9646 | 2.9646 | 2.9646 | 1.1947 | 1.2117 | 1.2117 | 1.3077 | 1.4315 | 1.4315
2025-04-15 02:00 | 1.3206 | 1.4379 | 2.2169 | 2.9646 | 2.9646 | 2.9646 | 1.1947 | 1.2117 | 1.2117 | 1.3077 | 1.4315 | 1.4315
2025-04-15 03:00 | 1.2595 | 1.3714 | 2.1144 | 2.8275 | 2.8275 | 2.8275 | 1.1756 | 1.1924 | 1.1924 | 1.2868 | 1.4086 | 1.4086
2025-04-15 04:00 | 1.2481 | 1.3589 | 2.0951 | 2.8018 | 2.8018 | 2.8018 | 1.1641 | 1.1808 | 1.1808 | 1.2743 | 1.3949 | 1.3949
2025-04-15 05:00 | 1.3435 | 1.4628 | 2.2553 | 3.016 | 3.016 | 3.016 | 1.4275 | 1.4479 | 1.4479 | 1.5626 | 1.7105 | 1.7105
2025-04-15 06:00 | 1.645 | 1.7911 | 2.7615 | 3.6929 | 3.6929 | 3.6929 | 1.7481 | 1.7731 | 1.7731 | 1.9136 | 2.0946 | 2.0946
2025-04-15 07:00 | 1.7214 | 1.8742 | 2.8896 | 3.8643 | 3.8643 | 3.8643 | 1.8244 | 1.8505 | 1.8505 | 1.9971 | 2.1861 | 2.1861
2025-04-15 08:00 | 1.7328 | 1.8867 | 2.9088 | 3.89 | 3.89 | 3.89 | 1.7824 | 1.8079 | 1.8079 | 1.9512 | 2.1358 | 2.1358
2025-04-15 09:00 | 1.5802 | 1.7204 | 2.6526 | 3.5473 | 3.5473 | 3.5473 | 1.916 | 1.9434 | 1.9434 | 2.0974 | 2.2959 | 2.2959
2025-04-15 10:00 | 1.416 | 1.5417 | 2.3771 | 3.1788 | 3.1788 | 3.1788 | 1.8817 | 1.9086 | 1.9086 | 2.0598 | 2.2547 | 2.2547
2025-04-15 11:00 | 1.1489 | 1.2509 | 1.9286 | 2.5791 | 2.5791 | 2.5791 | 1.6985 | 1.7227 | 1.7227 | 1.8592 | 2.0352 | 2.0352
2025-04-15 12:00 | 1.1107 | 1.2093 | 1.8645 | 2.4934 | 2.4934 | 2.4934 | 1.3282 | 1.3472 | 1.3472 | 1.454 | 1.5916 | 1.5916
2025-04-15 13:00 | 1.1832 | 1.2883 | 1.9862 | 2.6562 | 2.6562 | 2.6562 | 1.2137 | 1.2311 | 1.2311 | 1.3286 | 1.4544 | 1.4544
2025-04-15 14:00 | 1.0878 | 1.1844 | 1.826 | 2.442 | 2.442 | 2.442 | 1.4771 | 1.4982 | 1.4982 | 1.6169 | 1.7699 | 1.7699
2025-04-15 15:00 | 1.1374 | 1.2384 | 1.9093 | 2.5534 | 2.5534 | 2.5534 | 1.7901 | 1.8157 | 1.8157 | 1.9595 | 2.1449 | 2.1449
2025-04-15 16:00 | 1.7824 | 1.9407 | 2.9921 | 4.0014 | 4.0014 | 4.0014 | 2.0611 | 2.0905 | 2.0905 | 2.2562 | 2.4697 | 2.4697
2025-04-15 17:00 | 2.4008 | 2.6139 | 4.0301 | 5.3895 | 5.3895 | 5.3895 | 2.2634 | 2.2957 | 2.2957 | 2.4776 | 2.712 | 2.712
2025-04-15 18:00 | 2.3969 | 2.6097 | 4.0237 | 5.3809 | 5.3809 | 5.3809 | 2.3397 | 2.3731 | 2.3731 | 2.5612 | 2.8035 | 2.8035
2025-04-15 19:00 | 2.3588 | 2.5682 | 3.9596 | 5.2952 | 5.2952 | 5.2952 | 2.0725 | 2.1021 | 2.1021 | 2.2687 | 2.4834 | 2.4834
2025-04-15 20:00 | 2.3015 | 2.5059 | 3.8635 | 5.1667 | 5.1667 | 5.1667 | 1.9809 | 2.0092 | 2.0092 | 2.1684 | 2.3736 | 2.3736
2025-04-15 21:00 | 2.1985 | 2.3937 | 3.6905 | 4.9353 | 4.9353 | 4.9353 | 1.7824 | 1.8079 | 1.8079 | 1.9512 | 2.1358 | 2.1358
2025-04-15 22:00 | 1.9885 | 2.1651 | 3.3381 | 4.4641 | 4.4641 | 4.4641 | 1.7023 | 1.7266 | 1.7266 | 1.8634 | 2.0398 | 2.0398
2025-04-15 23:00 | 1.6756 | 1.8243 | 2.8127 | 3.7615 | 3.7615 | 3.7615 | 1.6336 | 1.6569 | 1.6569 | 1.7882 | 1.9574 | 1.9574
2025-04-16 | 1.4809 | 1.6124 | 2.486 | 3.3245 | 3.3245 | 3.3245 | 1.3702 | 1.3898 | 1.3898 | 1.4999 | 1.6419 | 1.6419
2025-04-16 01:00 | 1.3817 | 1.5043 | 2.3194 | 3.1017 | 3.1017 | 3.1017 | 1.313 | 1.3317 | 1.3317 | 1.4373 | 1.5733 | 1.5733
2025-04-16 02:00 | 1.3969 | 1.521 | 2.345 | 3.136 | 3.136 | 3.136 | 1.3435 | 1.3627 | 1.3627 | 1.4707 | 1.6099 | 1.6099
2025-04-16 03:00 | 1.3588 | 1.4794 | 2.2809 | 3.0503 | 3.0503 | 3.0503 | 1.3435 | 1.3627 | 1.3627 | 1.4707 | 1.6099 | 1.6099
2025-04-16 04:00 | 1.3855 | 1.5085 | 2.3258 | 3.1103 | 3.1103 | 3.1103 | 1.4122 | 1.4324 | 1.4324 | 1.5459 | 1.6922 | 1.6922
2025-04-16 05:00 | 1.6374 | 1.7828 | 2.7487 | 3.6758 | 3.6758 | 3.6758 | 1.7595 | 1.7847 | 1.7847 | 1.9261 | 2.1084 | 2.1084
2025-04-16 06:00 | 1.8626 | 2.028 | 3.1267 | 4.1813 | 4.1813 | 4.1813 | 2.1641 | 2.195 | 2.195 | 2.369 | 2.5931 | 2.5931
2025-04-16 07:00 | 1.9695 | 2.1443 | 3.3061 | 4.4212 | 4.4212 | 4.4212 | 2.5763 | 2.6131 | 2.6131 | 2.8202 | 3.0871 | 3.0871
2025-04-16 08:00 | 1.5763 | 1.7163 | 2.6462 | 3.5387 | 3.5387 | 3.5387 | 2.1412 | 2.1718 | 2.1718 | 2.3439 | 2.5657 | 2.5657
2025-04-16 09:00 | 1.0878 | 1.1844 | 1.826 | 2.442 | 2.442 | 2.442 | 1.7099 | 1.7344 | 1.7344 | 1.8718 | 2.0489 | 2.0489
2025-04-16 10:00 | 0.76336 | 0.83113 | 1.2814 | 1.7137 | 1.7137 | 1.7137 | 1.4351 | 1.4556 | 1.4556 | 1.571 | 1.7196 | 1.7196
2025-04-16 11:00 | 0.4542 | 0.49452 | 0.76245 | 1.0196 | 1.0196 | 1.0196 | 1.0382 | 1.053 | 1.053 | 1.1364 | 1.244 | 1.244
2025-04-16 12:00 | 0.4771 | 0.51946 | 0.80089 | 1.071 | 1.071 | 1.071 | 1.0687 | 1.084 | 1.084 | 1.1699 | 1.2806 | 1.2806
2025-04-16 13:00 | 0.86641 | 0.94333 | 1.4544 | 1.945 | 1.945 | 1.945 | 1.4695 | 1.4905 | 1.4905 | 1.6086 | 1.7608 | 1.7608
2025-04-16 14:00 | 0.80153 | 0.87269 | 1.3455 | 1.7993 | 1.7993 | 1.7993 | 1.5229 | 1.5447 | 1.5447 | 1.6671 | 1.8248 | 1.8248
2025-04-16 15:00 | 1.1756 | 1.2799 | 1.9734 | 2.639 | 2.639 | 2.639 | 1.9046 | 1.9318 | 1.9318 | 2.0849 | 2.2821 | 2.2821
2025-04-16 16:00 | 1.7366 | 1.8908 | 2.9153 | 3.8986 | 3.8986 | 3.8986 | 2.1069 | 2.137 | 2.137 | 2.3063 | 2.5245 | 2.5245
2025-04-16 17:00 | 2.2023 | 2.3978 | 3.6969 | 4.9439 | 4.9439 | 4.9439 | 2.4237 | 2.4583 | 2.4583 | 2.6531 | 2.9041 | 2.9041
2025-04-16 18:00 | 2.4008 | 2.6139 | 4.0301 | 5.3895 | 5.3895 | 5.3895 | 2.4237 | 2.4583 | 2.4583 | 2.6531 | 2.9041 | 2.9041
2025-04-16 19:00 | 2.2939 | 2.4975 | 3.8507 | 5.1495 | 5.1495 | 5.1495 | 2.2252 | 2.257 | 2.257 | 2.4358 | 2.6663 | 2.6663
2025-04-16 20:00 | 2.187 | 2.3812 | 3.6713 | 4.9096 | 4.9096 | 4.9096 | 2.0191 | 2.0479 | 2.0479 | 2.2102 | 2.4193 | 2.4193
2025-04-16 21:00 | 2.0954 | 2.2815 | 3.5175 | 4.704 | 4.704 | 4.704 | 1.7481 | 1.7731 | 1.7731 | 1.9136 | 2.0946 | 2.0946
2025-04-16 22:00 | 1.9427 | 2.1152 | 3.2612 | 4.3613 | 4.3613 | 4.3613 | 1.6908 | 1.715 | 1.715 | 1.8509 | 2.026 | 2.026
2025-04-16 23:00 | 1.6832 | 1.8326 | 2.8256 | 3.7786 | 3.7786 | 3.7786 | 1.5344 | 1.5563 | 1.5563 | 1.6796 | 1.8385 | 1.8385
2025-04-17 | 1.4771 | 1.6082 | 2.4796 | 3.3159 | 3.3159 | 3.3159 | 1.3664 | 1.3859 | 1.3859 | 1.4958 | 1.6373 | 1.6373
2025-04-17 01:00 | 1.3397 | 1.4586 | 2.2489 | 3.0075 | 3.0075 | 3.0075 | 1.3664 | 1.3859 | 1.3859 | 1.4958 | 1.6373 | 1.6373
2025-04-17 02:00 | 1.3702 | 1.4919 | 2.3002 | 3.076 | 3.076 | 3.076 | 1.2977 | 1.3163 | 1.3163 | 1.4205 | 1.555 | 1.555
2025-04-17 03:00 | 1.4046 | 1.5293 | 2.3578 | 3.1531 | 3.1531 | 3.1531 | 1.3893 | 1.4092 | 1.4092 | 1.5208 | 1.6647 | 1.6647
2025-04-17 04:00 | 1.4542 | 1.5833 | 2.4411 | 3.2645 | 3.2645 | 3.2645 | 1.3969 | 1.4169 | 1.4169 | 1.5292 | 1.6739 | 1.6739
2025-04-17 05:00 | 1.6374 | 1.7828 | 2.7487 | 3.6758 | 3.6758 | 3.6758 | 1.8779 | 1.9047 | 1.9047 | 2.0556 | 2.2501 | 2.2501
2025-04-17 06:00 | 1.9542 | 2.1277 | 3.2805 | 4.387 | 4.387 | 4.387 | 2.4351 | 2.4699 | 2.4699 | 2.6656 | 2.9179 | 2.9179
2025-04-17 07:00 | 2.0305 | 2.2108 | 3.4086 | 4.5583 | 4.5583 | 4.5583 | 2.6565 | 2.6944 | 2.6944 | 2.9079 | 3.1831 | 3.1831
2025-04-17 08:00 | 1.6718 | 1.8202 | 2.8063 | 3.7529 | 3.7529 | 3.7529 | 2.2214 | 2.2531 | 2.2531 | 2.4316 | 2.6617 | 2.6617
2025-04-17 09:00 | 0.98092 | 1.068 | 1.6466 | 2.2021 | 2.2021 | 2.2021 | 1.8702 | 1.897 | 1.897 | 2.0473 | 2.241 | 2.241
2025-04-17 10:00 | 0.8626 | 0.93918 | 1.448 | 1.9364 | 1.9364 | 1.9364 | 1.4618 | 1.4827 | 1.4827 | 1.6002 | 1.7516 | 1.7516
2025-04-17 11:00 | 0.5458 | 0.59426 | 0.91622 | 1.2253 | 1.2253 | 1.2253 | 1.2481 | 1.2659 | 1.2659 | 1.3662 | 1.4955 | 1.4955
2025-04-17 12:00 | 0.52672 | 0.57348 | 0.88419 | 1.1824 | 1.1824 | 1.1824 | 1.1718 | 1.1885 | 1.1885 | 1.2827 | 1.404 | 1.404
2025-04-17 13:00 | 0.53817 | 0.58595 | 0.90341 | 1.2081 | 1.2081 | 1.2081 | 1.4618 | 1.4827 | 1.4827 | 1.6002 | 1.7516 | 1.7516
2025-04-17 14:00 | 0.79771 | 0.86853 | 1.3391 | 1.7908 | 1.7908 | 1.7908 | 1.6145 | 1.6376 | 1.6376 | 1.7673 | 1.9346 | 1.9346
2025-04-17 15:00 | 1.2939 | 1.4088 | 2.172 | 2.9047 | 2.9047 | 2.9047 | 1.9885 | 2.017 | 2.017 | 2.1768 | 2.3828 | 2.3828
2025-04-17 16:00 | 1.7863 | 1.9448 | 2.9985 | 4.01 | 4.01 | 4.01 | 2.1832 | 2.2144 | 2.2144 | 2.3899 | 2.616 | 2.616
2025-04-17 17:00 | 2.2176 | 2.4144 | 3.7226 | 4.9782 | 4.9782 | 4.9782 | 2.3855 | 2.4196 | 2.4196 | 2.6113 | 2.8584 | 2.8584
2025-04-17 18:00 | 2.3282 | 2.5349 | 3.9084 | 5.2267 | 5.2267 | 5.2267 | 2.416 | 2.4505 | 2.4505 | 2.6447 | 2.895 | 2.895
2025-04-17 19:00 | 2.2328 | 2.4311 | 3.7482 | 5.0125 | 5.0125 | 5.0125 | 2.2672 | 2.2996 | 2.2996 | 2.4818 | 2.7166 | 2.7166
2025-04-17 20:00 | 2.1336 | 2.323 | 3.5816 | 4.7897 | 4.7897 | 4.7897 | 1.874 | 1.9008 | 1.9008 | 2.0514 | 2.2456 | 2.2456
2025-04-17 21:00 | 2 | 2.1776 | 3.3573 | 4.4898 | 4.4898 | 4.4898 | 1.7595 | 1.7847 | 1.7847 | 1.9261 | 2.1084 | 2.1084
2025-04-17 22:00 | 1.9656 | 2.1402 | 3.2997 | 4.4127 | 4.4127 | 4.4127 | 1.6947 | 1.7189 | 1.7189 | 1.8551 | 2.0306 | 2.0306
2025-04-17 23:00 | 1.7099 | 1.8617 | 2.8704 | 3.8386 | 3.8386 | 3.8386 | 1.5115 | 1.533 | 1.533 | 1.6545 | 1.8111 | 1.8111
2025-04-18 | 1.5305 | 1.6664 | 2.5693 | 3.4359 | 3.4359 | 3.4359 | 1.2977 | 1.3163 | 1.3163 | 1.4205 | 1.555 | 1.555
2025-04-18 01:00 | 1.4771 | 1.6082 | 2.4796 | 3.3159 | 3.3159 | 3.3159 | 1.3168 | 1.3356 | 1.3356 | 1.4414 | 1.5778 | 1.5778
2025-04-18 02:00 | 1.3855 | 1.5085 | 2.3258 | 3.1103 | 3.1103 | 3.1103 | 1.2672 | 1.2853 | 1.2853 | 1.3871 | 1.5184 | 1.5184
2025-04-18 03:00 | 1.2977 | 1.4129 | 2.1784 | 2.9132 | 2.9132 | 2.9132 | 1.2939 | 1.3124 | 1.3124 | 1.4164 | 1.5504 | 1.5504
2025-04-18 04:00 | 1.3779 | 1.5002 | 2.313 | 3.0932 | 3.0932 | 3.0932 | 1.3359 | 1.355 | 1.355 | 1.4623 | 1.6007 | 1.6007
2025-04-18 05:00 | 1.4466 | 1.575 | 2.4283 | 3.2474 | 3.2474 | 3.2474 | 1.6412 | 1.6647 | 1.6647 | 1.7966 | 1.9666 | 1.9666
2025-04-18 06:00 | 1.6527 | 1.7994 | 2.7743 | 3.7101 | 3.7101 | 3.7101 | 1.8015 | 1.8273 | 1.8273 | 1.9721 | 2.1587 | 2.1587
2025-04-18 07:00 | 1.7061 | 1.8576 | 2.864 | 3.83 | 3.83 | 3.83 | 2.0115 | 2.0402 | 2.0402 | 2.2018 | 2.4102 | 2.4102
2025-04-18 08:00 | 1.5573 | 1.6955 | 2.6141 | 3.4959 | 3.4959 | 3.4959 | 1.9733 | 2.0015 | 2.0015 | 2.1601 | 2.3645 | 2.3645
2025-04-18 09:00 | 1.1107 | 1.2093 | 1.8645 | 2.4934 | 2.4934 | 2.4934 | 1.4771 | 1.4982 | 1.4982 | 1.6169 | 1.7699 | 1.7699
2025-04-18 10:00 | 0.77863 | 0.84775 | 1.3071 | 1.7479 | 1.7479 | 1.7479 | 1.1069 | 1.1227 | 1.1227 | 1.2116 | 1.3263 | 1.3263
2025-04-18 11:00 | 0.64122 | 0.69815 | 1.0764 | 1.4395 | 1.4395 | 1.4395 | 0.79008 | 0.80136 | 0.80136 | 0.86486 | 0.9467 | 0.9467
2025-04-18 12:00 | 0.58397 | 0.63581 | 0.98029 | 1.3109 | 1.3109 | 1.3109 | 0.73282 | 0.74329 | 0.74329 | 0.80219 | 0.8781 | 0.8781
2025-04-18 13:00 | 0.5687 | 0.61919 | 0.95467 | 1.2767 | 1.2767 | 1.2767 | 0.87023 | 0.88266 | 0.88266 | 0.9526 | 1.0427 | 1.0427
2025-04-18 14:00 | 0.85496 | 0.93087 | 1.4352 | 1.9193 | 1.9193 | 1.9193 | 1.2748 | 1.293 | 1.293 | 1.3955 | 1.5275 | 1.5275
2025-04-18 15:00 | 1.4542 | 1.5833 | 2.4411 | 3.2645 | 3.2645 | 3.2645 | 1.4695 | 1.4905 | 1.4905 | 1.6086 | 1.7608 | 1.7608
2025-04-18 16:00 | 1.7939 | 1.9532 | 3.0114 | 4.0271 | 4.0271 | 4.0271 | 1.7977 | 1.8234 | 1.8234 | 1.9679 | 2.1541 | 2.1541
2025-04-18 17:00 | 2.3015 | 2.5059 | 3.8635 | 5.1667 | 5.1667 | 5.1667 | 1.9313 | 1.9589 | 1.9589 | 2.1141 | 2.3142 | 2.3142
2025-04-18 18:00 | 2.1985 | 2.3937 | 3.6905 | 4.9353 | 4.9353 | 4.9353 | 2.0611 | 2.0905 | 2.0905 | 2.2562 | 2.4697 | 2.4697
2025-04-18 19:00 | 2.0878 | 2.2731 | 3.5047 | 4.6869 | 4.6869 | 4.6869 | 1.7863 | 1.8118 | 1.8118 | 1.9553 | 2.1404 | 2.1404
2025-04-18 20:00 | 1.9618 | 2.136 | 3.2933 | 4.4041 | 4.4041 | 4.4041 | 1.6908 | 1.715 | 1.715 | 1.8509 | 2.026 | 2.026
2025-04-18 21:00 | 1.8969 | 2.0654 | 3.1844 | 4.2584 | 4.2584 | 4.2584 | 1.626 | 1.6492 | 1.6492 | 1.7799 | 1.9483 | 1.9483
2025-04-18 22:00 | 1.7366 | 1.8908 | 2.9153 | 3.8986 | 3.8986 | 3.8986 | 1.6069 | 1.6298 | 1.6298 | 1.759 | 1.9254 | 1.9254
2025-04-18 23:00 | 1.5687 | 1.708 | 2.6333 | 3.5216 | 3.5216 | 3.5216 | 1.4542 | 1.475 | 1.475 | 1.5918 | 1.7425 | 1.7425
2025-04-19 | 1.4237 | 1.5501 | 2.3899 | 3.196 | 3.196 | 3.196 | 1.313 | 1.3317 | 1.3317 | 1.4373 | 1.5733 | 1.5733
2025-04-19 01:00 | 1.3435 | 1.4628 | 2.2553 | 3.016 | 3.016 | 3.016 | 1.2939 | 1.3124 | 1.3124 | 1.4164 | 1.5504 | 1.5504
2025-04-19 02:00 | 1.3053 | 1.4212 | 2.1912 | 2.9304 | 2.9304 | 2.9304 | 1.2405 | 1.2582 | 1.2582 | 1.3579 | 1.4864 | 1.4864
2025-04-19 03:00 | 1.2176 | 1.3257 | 2.0439 | 2.7333 | 2.7333 | 2.7333 | 1.2595 | 1.2775 | 1.2775 | 1.3788 | 1.5092 | 1.5092
2025-04-19 04:00 | 1.2786 | 1.3921 | 2.1464 | 2.8704 | 2.8704 | 2.8704 | 1.2595 | 1.2775 | 1.2775 | 1.3788 | 1.5092 | 1.5092
2025-04-19 05:00 | 1.3817 | 1.5043 | 2.3194 | 3.1017 | 3.1017 | 3.1017 | 1.3931 | 1.413 | 1.413 | 1.525 | 1.6693 | 1.6693
2025-04-19 06:00 | 1.4351 | 1.5625 | 2.4091 | 3.2217 | 3.2217 | 3.2217 | 1.5153 | 1.5369 | 1.5369 | 1.6587 | 1.8157 | 1.8157
2025-04-19 07:00 | 1.3435 | 1.4628 | 2.2553 | 3.016 | 3.016 | 3.016 | 1.6794 | 1.7034 | 1.7034 | 1.8384 | 2.0123 | 2.0123
2025-04-19 08:00 | 1.5573 | 1.6955 | 2.6141 | 3.4959 | 3.4959 | 3.4959 | 1.6374 | 1.6608 | 1.6608 | 1.7924 | 1.962 | 1.962
2025-04-19 09:00 | 1.1107 | 1.2093 | 1.8645 | 2.4934 | 2.4934 | 2.4934 | 1.8168 | 1.8428 | 1.8428 | 1.9888 | 2.177 | 2.177
2025-04-19 10:00 | 0.77863 | 0.84775 | 1.3071 | 1.7479 | 1.7479 | 1.7479 | 1.2824 | 1.3008 | 1.3008 | 1.4038 | 1.5367 | 1.5367
2025-04-19 11:00 | 0.64122 | 0.69815 | 1.0764 | 1.4395 | 1.4395 | 1.4395 | 1.1794 | 1.1962 | 1.1962 | 1.291 | 1.4132 | 1.4132
2025-04-19 12:00 | 0.58397 | 0.63581 | 0.98029 | 1.3109 | 1.3109 | 1.3109 | 1.0344 | 1.0491 | 1.0491 | 1.1323 | 1.2394 | 1.2394
2025-04-19 13:00 | 0.50382 | 0.54855 | 0.84574 | 1.131 | 1.131 | 1.131 | 1.1908 | 1.2079 | 1.2079 | 1.3036 | 1.4269 | 1.4269
2025-04-19 14:00 | 1.0191 | 1.1096 | 1.7107 | 2.2877 | 2.2877 | 2.2877 | 1.3168 | 1.3356 | 1.3356 | 1.4414 | 1.5778 | 1.5778
2025-04-19 15:00 | 1.2672 | 1.3797 | 2.1272 | 2.8447 | 2.8447 | 2.8447 | 1.3435 | 1.3627 | 1.3627 | 1.4707 | 1.6099 | 1.6099
2025-04-19 16:00 | 1.7786 | 1.9365 | 2.9857 | 3.9928 | 3.9928 | 3.9928 | 1.645 | 1.6685 | 1.6685 | 1.8008 | 1.9712 | 1.9712
2025-04-19 17:00 | 2.084 | 2.269 | 3.4983 | 4.6783 | 4.6783 | 4.6783 | 1.8359 | 1.8621 | 1.8621 | 2.0097 | 2.1998 | 2.1998
2025-04-19 18:00 | 2.1527 | 2.3438 | 3.6136 | 4.8325 | 4.8325 | 4.8325 | 1.813 | 1.8389 | 1.8389 | 1.9846 | 2.1724 | 2.1724
2025-04-19 19:00 | 2 | 2.1776 | 3.3573 | 4.4898 | 4.4898 | 4.4898 | 1.6947 | 1.7189 | 1.7189 | 1.8551 | 2.0306 | 2.0306
2025-04-19 20:00 | 1.916 | 2.0861 | 3.2164 | 4.3013 | 4.3013 | 4.3013 | 1.7061 | 1.7305 | 1.7305 | 1.8676 | 2.0443 | 2.0443
2025-04-19 21:00 | 1.855 | 2.0196 | 3.1139 | 4.1642 | 4.1642 | 4.1642 | 1.6679 | 1.6918 | 1.6918 | 1.8258 | 1.9986 | 1.9986
2025-04-19 22:00 | 1.771 | 1.9282 | 2.9729 | 3.9757 | 3.9757 | 3.9757 | 1.5153 | 1.5369 | 1.5369 | 1.6587 | 1.8157 | 1.8157
2025-04-19 23:00 | 1.6336 | 1.7786 | 2.7423 | 3.6672 | 3.6672 | 3.6672 | 1.4962 | 1.5176 | 1.5176 | 1.6378 | 1.7928 | 1.7928
2025-04-20 | 1.4771 | 1.6082 | 2.4796 | 3.3159 | 3.3159 | 3.3159 | 1.313 | 1.3317 | 1.3317 | 1.4373 | 1.5733 | 1.5733
2025-04-20 01:00 | 1.3626 | 1.4836 | 2.2874 | 3.0589 | 3.0589 | 3.0589 | 1.271 | 1.2892 | 1.2892 | 1.3913 | 1.523 | 1.523
2025-04-20 02:00 | 1.3626 | 1.4836 | 2.2874 | 3.0589 | 3.0589 | 3.0589 | 1.271 | 1.2892 | 1.2892 | 1.3913 | 1.523 | 1.523
2025-04-20 03:00 | 1.3053 | 1.4212 | 2.1912 | 2.9304 | 2.9304 | 2.9304 | 1.2634 | 1.2814 | 1.2814 | 1.3829 | 1.5138 | 1.5138
2025-04-20 04:00 | 1.2786 | 1.3921 | 2.1464 | 2.8704 | 2.8704 | 2.8704 | 1.271 | 1.2892 | 1.2892 | 1.3913 | 1.523 | 1.523
2025-04-20 05:00 | 1.355 | 1.4753 | 2.2745 | 3.0417 | 3.0417 | 3.0417 | 1.3511 | 1.3704 | 1.3704 | 1.479 | 1.619 | 1.619
2025-04-20 06:00 | 1.6718 | 1.8202 | 2.8063 | 3.7529 | 3.7529 | 3.7529 | 1.5038 | 1.5253 | 1.5253 | 1.6462 | 1.8019 | 1.8019
2025-04-20 07:00 | 1.8282 | 1.9906 | 3.069 | 4.1042 | 4.1042 | 4.1042 | 1.6183 | 1.6414 | 1.6414 | 1.7715 | 1.9391 | 1.9391
2025-04-20 08:00 | 1.855 | 2.0196 | 3.1139 | 4.1642 | 4.1642 | 4.1642 | 1.3473 | 1.3666 | 1.3666 | 1.4749 | 1.6144 | 1.6144
2025-04-20 09:00 | 1.7137 | 1.8659 | 2.8768 | 3.8472 | 3.8472 | 3.8472 | 1.4237 | 1.444 | 1.444 | 1.5584 | 1.7059 | 1.7059
2025-04-20 10:00 | 1.7519 | 1.9074 | 2.9409 | 3.9328 | 3.9328 | 3.9328 | 1.1718 | 1.1885 | 1.1885 | 1.2827 | 1.404 | 1.404
2025-04-20 11:00 | 1.6489 | 1.7952 | 2.7679 | 3.7015 | 3.7015 | 3.7015 | 0.55344 | 0.56134 | 0.56134 | 0.60582 | 0.66315 | 0.66315
2025-04-20 12:00 | 1.7443 | 1.8991 | 2.9281 | 3.9157 | 3.9157 | 3.9157 | 0.53053 | 0.53811 | 0.53811 | 0.58075 | 0.63571 | 0.63571
2025-04-20 13:00 | 0.91603 | 0.99736 | 1.5377 | 2.0564 | 2.0564 | 2.0564 | 1.3779 | 1.3975 | 1.3975 | 1.5083 | 1.651 | 1.651
2025-04-20 14:00 | 1.229 | 1.3381 | 2.0631 | 2.759 | 2.759 | 2.759 | 1.4771 | 1.4982 | 1.4982 | 1.6169 | 1.7699 | 1.7699
2025-04-20 15:00 | 1.5534 | 1.6913 | 2.6077 | 3.4873 | 3.4873 | 3.4873 | 1.5191 | 1.5408 | 1.5408 | 1.6629 | 1.8202 | 1.8202
2025-04-20 16:00 | 2.0038 | 2.1817 | 3.3638 | 4.4984 | 4.4984 | 4.4984 | 1.6794 | 1.7034 | 1.7034 | 1.8384 | 2.0123 | 2.0123
2025-04-20 17:00 | 2.3511 | 2.5599 | 3.9468 | 5.2781 | 5.2781 | 5.2781 | 1.855 | 1.8815 | 1.8815 | 2.0305 | 2.2227 | 2.2227
2025-04-20 18:00 | 2.4809 | 2.7012 | 4.1647 | 5.5694 | 5.5694 | 5.5694 | 1.855 | 1.8815 | 1.8815 | 2.0305 | 2.2227 | 2.2227
2025-04-20 19:00 | 2.3206 | 2.5266 | 3.8956 | 5.2095 | 5.2095 | 5.2095 | 1.7137 | 1.7382 | 1.7382 | 1.876 | 2.0535 | 2.0535
2025-04-20 20:00 | 2.2137 | 2.4103 | 3.7162 | 4.9696 | 4.9696 | 4.9696 | 1.7137 | 1.7382 | 1.7382 | 1.876 | 2.0535 | 2.0535
2025-04-20 21:00 | 2.0992 | 2.2856 | 3.5239 | 4.7126 | 4.7126 | 4.7126 | 1.4656 | 1.4866 | 1.4866 | 1.6044 | 1.7562 | 1.7562
2025-04-20 22:00 | 1.9466 | 2.1194 | 3.2676 | 4.3698 | 4.3698 | 4.3698 | 1.645 | 1.6685 | 1.6685 | 1.8008 | 1.9712 | 1.9712
2025-04-20 23:00 | 1.6794 | 1.8285 | 2.8191 | 3.7701 | 3.7701 | 3.7701 | 1.374 | 1.3937 | 1.3937 | 1.5041 | 1.6464 | 1.6464
2025-04-21 | 1.4504 | 1.5791 | 2.4347 | 3.256 | 3.256 | 3.256 | 1.2252 | 1.2427 | 1.2427 | 1.3412 | 1.4681 | 1.4681
2025-04-21 01:00 | 1.3702 | 1.4919 | 2.3002 | 3.076 | 3.076 | 3.076 | 1.2214 | 1.2388 | 1.2388 | 1.337 | 1.4635 | 1.4635
2025-04-21 02:00 | 1.2824 | 1.3963 | 2.1528 | 2.8789 | 2.8789 | 2.8789 | 1.1374 | 1.1537 | 1.1537 | 1.2451 | 1.3629 | 1.3629
2025-04-21 03:00 | 1.2824 | 1.3963 | 2.1528 | 2.8789 | 2.8789 | 2.8789 | 1.1985 | 1.2156 | 1.2156 | 1.3119 | 1.4361 | 1.4361
2025-04-21 04:00 | 1.3359 | 1.4545 | 2.2425 | 2.9989 | 2.9989 | 2.9989 | 1.1985 | 1.2156 | 1.2156 | 1.3119 | 1.4361 | 1.4361
2025-04-21 05:00 | 1.4084 | 1.5334 | 2.3642 | 3.1617 | 3.1617 | 3.1617 | 1.355 | 1.3743 | 1.3743 | 1.4832 | 1.6236 | 1.6236
2025-04-21 06:00 | 1.687 | 1.8368 | 2.832 | 3.7872 | 3.7872 | 3.7872 | 1.5763 | 1.5989 | 1.5989 | 1.7255 | 1.8888 | 1.8888
2025-04-21 07:00 | 1.6794 | 1.8285 | 2.8191 | 3.7701 | 3.7701 | 3.7701 | 1.7023 | 1.7266 | 1.7266 | 1.8634 | 2.0398 | 2.0398
2025-04-21 08:00 | 1.7519 | 1.9074 | 2.9409 | 3.9328 | 3.9328 | 3.9328 | 1.6031 | 1.626 | 1.626 | 1.7548 | 1.9208 | 1.9208
2025-04-21 09:00 | 1.3168 | 1.4337 | 2.2105 | 2.9561 | 2.9561 | 2.9561 | 1.3168 | 1.3356 | 1.3356 | 1.4414 | 1.5778 | 1.5778
2025-04-21 10:00 | 0.73664 | 0.80204 | 1.2366 | 1.6537 | 1.6537 | 1.6537 | 0.98855 | 1.0027 | 1.0027 | 1.0821 | 1.1845 | 1.1845
2025-04-21 11:00 | 0.5916 | 0.64413 | 0.99311 | 1.3281 | 1.3281 | 1.3281 | 0.69847 | 0.70845 | 0.70845 | 0.76459 | 0.83694 | 0.83694
2025-04-21 12:00 | 0.67176 | 0.73139 | 1.1277 | 1.508 | 1.508 | 1.508 | 1.3626 | 1.3821 | 1.3821 | 1.4916 | 1.6327 | 1.6327
2025-04-21 13:00 | 1.6221 | 1.7662 | 2.723 | 3.6415 | 3.6415 | 3.6415 | 1.4733 | 1.4943 | 1.4943 | 1.6127 | 1.7653 | 1.7653
2025-04-21 14:00 | 1.4198 | 1.5459 | 2.3835 | 3.1874 | 3.1874 | 3.1874 | 1.5496 | 1.5718 | 1.5718 | 1.6963 | 1.8568 | 1.8568
2025-04-21 15:00 | 1.4504 | 1.5791 | 2.4347 | 3.256 | 3.256 | 3.256 | 2.0115 | 2.0402 | 2.0402 | 2.2018 | 2.4102 | 2.4102
2025-04-21 16:00 | 1.8855 | 2.0529 | 3.1651 | 4.2327 | 4.2327 | 4.2327 | 1.9542 | 1.9821 | 1.9821 | 2.1392 | 2.3416 | 2.3416
2025-04-21 17:00 | 2.3244 | 2.5308 | 3.902 | 5.2181 | 5.2181 | 5.2181 | 2.1221 | 2.1525 | 2.1525 | 2.323 | 2.5428 | 2.5428
2025-04-21 18:00 | 2.3282 | 2.5349 | 3.9084 | 5.2267 | 5.2267 | 5.2267 | 2.1107 | 2.1408 | 2.1408 | 2.3105 | 2.5291 | 2.5291
2025-04-21 19:00 | 2.3702 | 2.5807 | 3.9788 | 5.3209 | 5.3209 | 5.3209 | 1.9198 | 1.9473 | 1.9473 | 2.1016 | 2.3004 | 2.3004
2025-04-21 20:00 | 2.2137 | 2.4103 | 3.7162 | 4.9696 | 4.9696 | 4.9696 | 1.8244 | 1.8505 | 1.8505 | 1.9971 | 2.1861 | 2.1861
2025-04-21 21:00 | 2.1679 | 2.3604 | 3.6393 | 4.8668 | 4.8668 | 4.8668 | 1.7176 | 1.7421 | 1.7421 | 1.8801 | 2.058 | 2.058
2025-04-21 22:00 | 1.9122 | 2.082 | 3.21 | 4.2927 | 4.2927 | 4.2927 | 1.6527 | 1.6763 | 1.6763 | 1.8091 | 1.9803 | 1.9803
2025-04-21 23:00 | 1.7252 | 1.8784 | 2.896 | 3.8729 | 3.8729 | 3.8729 | 1.5992 | 1.6221 | 1.6221 | 1.7506 | 1.9163 | 1.9163
2025-04-22 | 1.4809 | 1.6124 | 2.486 | 3.3245 | 3.3245 | 3.3245 | 1.3664 | 1.3859 | 1.3859 | 1.4958 | 1.6373 | 1.6373
2025-04-22 01:00 | 1.3702 | 1.4919 | 2.3002 | 3.076 | 3.076 | 3.076 | 1.3359 | 1.355 | 1.355 | 1.4623 | 1.6007 | 1.6007
2025-04-22 02:00 | 1.3206 | 1.4379 | 2.2169 | 2.9646 | 2.9646 | 2.9646 | 1.3015 | 1.3201 | 1.3201 | 1.4247 | 1.5595 | 1.5595
2025-04-22 03:00 | 1.3206 | 1.4379 | 2.2169 | 2.9646 | 2.9646 | 2.9646 | 1.2634 | 1.2814 | 1.2814 | 1.3829 | 1.5138 | 1.5138
2025-04-22 04:00 | 1.3435 | 1.4628 | 2.2553 | 3.016 | 3.016 | 3.016 | 1.2176 | 1.235 | 1.235 | 1.3328 | 1.4589 | 1.4589
2025-04-22 05:00 | 1.3779 | 1.5002 | 2.313 | 3.0932 | 3.0932 | 3.0932 | 1.5 | 1.5214 | 1.5214 | 1.642 | 1.7974 | 1.7974
2025-04-22 06:00 | 1.5076 | 1.6415 | 2.5308 | 3.3845 | 3.3845 | 3.3845 | 1.9771 | 2.0053 | 2.0053 | 2.1642 | 2.369 | 2.369
2025-04-22 07:00 | 1.4885 | 1.6207 | 2.4988 | 3.3416 | 3.3416 | 3.3416 | 2.1908 | 2.2221 | 2.2221 | 2.3982 | 2.6252 | 2.6252
2025-04-22 08:00 | 1.2748 | 1.388 | 2.14 | 2.8618 | 2.8618 | 2.8618 | 2.0191 | 2.0479 | 2.0479 | 2.2102 | 2.4193 | 2.4193
2025-04-22 09:00 | 1.0382 | 1.1303 | 1.7427 | 2.3306 | 2.3306 | 2.3306 | 2.187 | 2.2183 | 2.2183 | 2.394 | 2.6206 | 2.6206
2025-04-22 10:00 | 0.88931 | 0.96827 | 1.4929 | 1.9964 | 1.9964 | 1.9964 | 2.145 | 2.1757 | 2.1757 | 2.3481 | 2.5703 | 2.5703
2025-04-22 11:00 | 0.70611 | 0.7688 | 1.1853 | 1.5851 | 1.5851 | 1.5851 | 1.9656 | 1.9937 | 1.9937 | 2.1517 | 2.3553 | 2.3553
2025-04-22 12:00 | 0.70992 | 0.77295 | 1.1917 | 1.5937 | 1.5937 | 1.5937 | 2.0992 | 2.1292 | 2.1292 | 2.2979 | 2.5154 | 2.5154
2025-04-22 13:00 | 0.71374 | 0.77711 | 1.1981 | 1.6023 | 1.6023 | 1.6023 | 2.0344 | 2.0634 | 2.0634 | 2.2269 | 2.4376 | 2.4376
2025-04-22 14:00 | 0.90076 | 0.98073 | 1.5121 | 2.0221 | 2.0221 | 2.0221 | 1.958 | 1.986 | 1.986 | 2.1434 | 2.3462 | 2.3462
2025-04-22 15:00 | 1.5878 | 1.7288 | 2.6654 | 3.5644 | 3.5644 | 3.5644 | 2.1069 | 2.137 | 2.137 | 2.3063 | 2.5245 | 2.5245
2025-04-22 16:00 | 1.8817 | 2.0487 | 3.1587 | 4.2242 | 4.2242 | 4.2242 | 2.126 | 2.1563 | 2.1563 | 2.3272 | 2.5474 | 2.5474
2025-04-22 17:00 | 2.3282 | 2.5349 | 3.9084 | 5.2267 | 5.2267 | 5.2267 | 2.2786 | 2.3112 | 2.3112 | 2.4943 | 2.7303 | 2.7303
2025-04-22 18:00 | 2.2405 | 2.4394 | 3.761 | 5.0296 | 5.0296 | 5.0296 | 2.2405 | 2.2725 | 2.2725 | 2.4525 | 2.6846 | 2.6846
2025-04-22 19:00 | 2.2176 | 2.4144 | 3.7226 | 4.9782 | 4.9782 | 4.9782 | 2.0458 | 2.075 | 2.075 | 2.2394 | 2.4514 | 2.4514
2025-04-22 20:00 | 2.1603 | 2.3521 | 3.6265 | 4.8497 | 4.8497 | 4.8497 | 1.8282 | 1.8544 | 1.8544 | 2.0013 | 2.1907 | 2.1907
2025-04-22 21:00 | 1.9122 | 2.082 | 3.21 | 4.2927 | 4.2927 | 4.2927 | 1.7977 | 1.8234 | 1.8234 | 1.9679 | 2.1541 | 2.1541
2025-04-22 22:00 | 1.7366 | 1.8908 | 2.9153 | 3.8986 | 3.8986 | 3.8986 | 1.5649 | 1.5872 | 1.5872 | 1.713 | 1.8751 | 1.8751
2025-04-22 23:00 | 1.6336 | 1.7786 | 2.7423 | 3.6672 | 3.6672 | 3.6672 | 1.4275 | 1.4479 | 1.4479 | 1.5626 | 1.7105 | 1.7105
2025-04-23 | 1.4771 | 1.6082 | 2.4796 | 3.3159 | 3.3159 | 3.3159 | 1.3053 | 1.324 | 1.324 | 1.4289 | 1.5641 | 1.5641
2025-04-23 01:00 | 1.3626 | 1.4836 | 2.2874 | 3.0589 | 3.0589 | 3.0589 | 1.1718 | 1.1885 | 1.1885 | 1.2827 | 1.404 | 1.404
2025-04-23 02:00 | 1.3626 | 1.4836 | 2.2874 | 3.0589 | 3.0589 | 3.0589 | 1.2061 | 1.2233 | 1.2233 | 1.3203 | 1.4452 | 1.4452
2025-04-23 03:00 | 1.3053 | 1.4212 | 2.1912 | 2.9304 | 2.9304 | 2.9304 | 1.2061 | 1.2233 | 1.2233 | 1.3203 | 1.4452 | 1.4452
2025-04-23 04:00 | 1.2786 | 1.3921 | 2.1464 | 2.8704 | 2.8704 | 2.8704 | 1.1679 | 1.1846 | 1.1846 | 1.2785 | 1.3995 | 1.3995
2025-04-23 05:00 | 1.355 | 1.4753 | 2.2745 | 3.0417 | 3.0417 | 3.0417 | 1.5115 | 1.533 | 1.533 | 1.6545 | 1.8111 | 1.8111
2025-04-23 06:00 | 1.6718 | 1.8202 | 2.8063 | 3.7529 | 3.7529 | 3.7529 | 1.6947 | 1.7189 | 1.7189 | 1.8551 | 2.0306 | 2.0306
2025-04-23 07:00 | 1.8282 | 1.9906 | 3.069 | 4.1042 | 4.1042 | 4.1042 | 2.0076 | 2.0363 | 2.0363 | 2.1977 | 2.4056 | 2.4056
2025-04-23 08:00 | 1.855 | 2.0196 | 3.1139 | 4.1642 | 4.1642 | 4.1642 | 2.0382 | 2.0673 | 2.0673 | 2.2311 | 2.4422 | 2.4422
2025-04-23 09:00 | 1.7137 | 1.8659 | 2.8768 | 3.8472 | 3.8472 | 3.8472 | 2.1947 | 2.226 | 2.226 | 2.4024 | 2.6297 | 2.6297
2025-04-23 10:00 | 1.7519 | 1.9074 | 2.9409 | 3.9328 | 3.9328 | 3.9328 | 2.2519 | 2.2841 | 2.2841 | 2.4651 | 2.6983 | 2.6983
2025-04-23 11:00 | 1.6489 | 1.7952 | 2.7679 | 3.7015 | 3.7015 | 3.7015 | 2.2328 | 2.2647 | 2.2647 | 2.4442 | 2.6755 | 2.6755
2025-04-23 12:00 | 1.7443 | 1.8991 | 2.9281 | 3.9157 | 3.9157 | 3.9157 | 2.0687 | 2.0983 | 2.0983 | 2.2645 | 2.4788 | 2.4788
2025-04-23 13:00 | 0.91603 | 0.99736 | 1.5377 | 2.0564 | 2.0564 | 2.0564 | 1.6145 | 1.6376 | 1.6376 | 1.7673 | 1.9346 | 1.9346
2025-04-23 14:00 | 1.229 | 1.3381 | 2.0631 | 2.759 | 2.759 | 2.759 | 1.7481 | 1.7731 | 1.7731 | 1.9136 | 2.0946 | 2.0946
2025-04-23 15:00 | 1.5534 | 1.6913 | 2.6077 | 3.4873 | 3.4873 | 3.4873 | 1.9885 | 2.017 | 2.017 | 2.1768 | 2.3828 | 2.3828
2025-04-23 16:00 | 2.0038 | 2.1817 | 3.3638 | 4.4984 | 4.4984 | 4.4984 | 2.0954 | 2.1254 | 2.1254 | 2.2938 | 2.5108 | 2.5108
2025-04-23 17:00 | 2.3511 | 2.5599 | 3.9468 | 5.2781 | 5.2781 | 5.2781 | 2.3282 | 2.3615 | 2.3615 | 2.5486 | 2.7898 | 2.7898
2025-04-23 18:00 | 2.4809 | 2.7012 | 4.1647 | 5.5694 | 5.5694 | 5.5694 | 2.313 | 2.346 | 2.346 | 2.5319 | 2.7715 | 2.7715
2025-04-23 19:00 | 2.3206 | 2.5266 | 3.8956 | 5.2095 | 5.2095 | 5.2095 | 2.1221 | 2.1525 | 2.1525 | 2.323 | 2.5428 | 2.5428
2025-04-23 20:00 | 2.2137 | 2.4103 | 3.7162 | 4.9696 | 4.9696 | 4.9696 | 1.7824 | 1.8079 | 1.8079 | 1.9512 | 2.1358 | 2.1358
2025-04-23 21:00 | 2.0992 | 2.2856 | 3.5239 | 4.7126 | 4.7126 | 4.7126 | 1.6985 | 1.7227 | 1.7227 | 1.8592 | 2.0352 | 2.0352
2025-04-23 22:00 | 1.9466 | 2.1194 | 3.2676 | 4.3698 | 4.3698 | 4.3698 | 1.5687 | 1.5911 | 1.5911 | 1.7172 | 1.8797 | 1.8797
2025-04-23 23:00 | 1.6794 | 1.8285 | 2.8191 | 3.7701 | 3.7701 | 3.7701 | 1.458 | 1.4788 | 1.4788 | 1.596 | 1.7471 | 1.7471
2025-04-24 | 1.4504 | 1.5791 | 2.4347 | 3.256 | 3.256 | 3.256 | 1.2863 | 1.3046 | 1.3046 | 1.408 | 1.5412 | 1.5412
2025-04-24 01:00 | 1.3702 | 1.4919 | 2.3002 | 3.076 | 3.076 | 3.076 | 1.2214 | 1.2388 | 1.2388 | 1.337 | 1.4635 | 1.4635
2025-04-24 02:00 | 1.2824 | 1.3963 | 2.1528 | 2.8789 | 2.8789 | 2.8789 | 1.1908 | 1.2079 | 1.2079 | 1.3036 | 1.4269 | 1.4269
2025-04-24 03:00 | 1.2824 | 1.3963 | 2.1528 | 2.8789 | 2.8789 | 2.8789 | 1.1947 | 1.2117 | 1.2117 | 1.3077 | 1.4315 | 1.4315
2025-04-24 04:00 | 1.3359 | 1.4545 | 2.2425 | 2.9989 | 2.9989 | 2.9989 | 1.1947 | 1.2117 | 1.2117 | 1.3077 | 1.4315 | 1.4315
2025-04-24 05:00 | 1.4084 | 1.5334 | 2.3642 | 3.1617 | 3.1617 | 3.1617 | 1.542 | 1.564 | 1.564 | 1.6879 | 1.8477 | 1.8477
2025-04-24 06:00 | 1.687 | 1.8368 | 2.832 | 3.7872 | 3.7872 | 3.7872 | 1.7634 | 1.7886 | 1.7886 | 1.9303 | 2.1129 | 2.1129
2025-04-24 07:00 | 1.6794 | 1.8285 | 2.8191 | 3.7701 | 3.7701 | 3.7701 | 1.9389 | 1.9666 | 1.9666 | 2.1225 | 2.3233 | 2.3233
2025-04-24 08:00 | 1.7519 | 1.9074 | 2.9409 | 3.9328 | 3.9328 | 3.9328 | 1.9427 | 1.9705 | 1.9705 | 2.1266 | 2.3279 | 2.3279
2025-04-24 09:00 | 1.3168 | 1.4337 | 2.2105 | 2.9561 | 2.9561 | 2.9561 | 2.0687 | 2.0983 | 2.0983 | 2.2645 | 2.4788 | 2.4788
2025-04-24 10:00 | 0.73664 | 0.80204 | 1.2366 | 1.6537 | 1.6537 | 1.6537 | 1.7252 | 1.7498 | 1.7498 | 1.8885 | 2.0672 | 2.0672
2025-04-24 11:00 | 0.5916 | 0.64413 | 0.99311 | 1.3281 | 1.3281 | 1.3281 | 1.3015 | 1.3201 | 1.3201 | 1.4247 | 1.5595 | 1.5595
2025-04-24 12:00 | 0.67176 | 0.73139 | 1.1277 | 1.508 | 1.508 | 1.508 | 1.4847 | 1.5059 | 1.5059 | 1.6253 | 1.7791 | 1.7791
2025-04-24 13:00 | 1.6221 | 1.7662 | 2.723 | 3.6415 | 3.6415 | 3.6415 | 1.8206 | 1.8466 | 1.8466 | 1.9929 | 2.1815 | 2.1815
2025-04-24 14:00 | 1.4198 | 1.5459 | 2.3835 | 3.1874 | 3.1874 | 3.1874 | 1.7977 | 1.8234 | 1.8234 | 1.9679 | 2.1541 | 2.1541
2025-04-24 15:00 | 1.4504 | 1.5791 | 2.4347 | 3.256 | 3.256 | 3.256 | 1.9008 | 1.9279 | 1.9279 | 2.0807 | 2.2776 | 2.2776
2025-04-24 16:00 | 1.8855 | 2.0529 | 3.1651 | 4.2327 | 4.2327 | 4.2327 | 2.2099 | 2.2415 | 2.2415 | 2.4191 | 2.648 | 2.648
2025-04-24 17:00 | 2.3244 | 2.5308 | 3.902 | 5.2181 | 5.2181 | 5.2181 | 2.3092 | 2.3422 | 2.3422 | 2.5277 | 2.7669 | 2.7669
2025-04-24 18:00 | 2.3282 | 2.5349 | 3.9084 | 5.2267 | 5.2267 | 5.2267 | 2.2176 | 2.2492 | 2.2492 | 2.4275 | 2.6572 | 2.6572
2025-04-24 19:00 | 2.3702 | 2.5807 | 3.9788 | 5.3209 | 5.3209 | 5.3209 | 2.0725 | 2.1021 | 2.1021 | 2.2687 | 2.4834 | 2.4834
2025-04-24 20:00 | 2.2137 | 2.4103 | 3.7162 | 4.9696 | 4.9696 | 4.9696 | 1.9275 | 1.955 | 1.955 | 2.1099 | 2.3096 | 2.3096
2025-04-24 21:00 | 2.1679 | 2.3604 | 3.6393 | 4.8668 | 4.8668 | 4.8668 | 1.8282 | 1.8544 | 1.8544 | 2.0013 | 2.1907 | 2.1907
2025-04-24 22:00 | 1.9122 | 2.082 | 3.21 | 4.2927 | 4.2927 | 4.2927 | 1.6069 | 1.6298 | 1.6298 | 1.759 | 1.9254 | 1.9254
2025-04-24 23:00 | 1.7252 | 1.8784 | 2.896 | 3.8729 | 3.8729 | 3.8729 | 1.4695 | 1.4905 | 1.4905 | 1.6086 | 1.7608 | 1.7608
2025-04-25 | 1.4809 | 1.6124 | 2.486 | 3.3245 | 3.3245 | 3.3245 | 1.3053 | 1.324 | 1.324 | 1.4289 | 1.5641 | 1.5641
2025-04-25 01:00 | 1.3702 | 1.4919 | 2.3002 | 3.076 | 3.076 | 3.076 | 1.2481 | 1.2659 | 1.2659 | 1.3662 | 1.4955 | 1.4955
2025-04-25 02:00 | 1.3206 | 1.4379 | 2.2169 | 2.9646 | 2.9646 | 2.9646 | 1.2519 | 1.2698 | 1.2698 | 1.3704 | 1.5001 | 1.5001
2025-04-25 03:00 | 1.3206 | 1.4379 | 2.2169 | 2.9646 | 2.9646 | 2.9646 | 1.2519 | 1.2698 | 1.2698 | 1.3704 | 1.5001 | 1.5001
2025-04-25 04:00 | 1.3435 | 1.4628 | 2.2553 | 3.016 | 3.016 | 3.016 | 1.2481 | 1.2659 | 1.2659 | 1.3662 | 1.4955 | 1.4955
2025-04-25 05:00 | 1.3779 | 1.5002 | 2.313 | 3.0932 | 3.0932 | 3.0932 | 1.458 | 1.4788 | 1.4788 | 1.596 | 1.7471 | 1.7471
2025-04-25 06:00 | 1.5076 | 1.6415 | 2.5308 | 3.3845 | 3.3845 | 3.3845 | 1.7023 | 1.7266 | 1.7266 | 1.8634 | 2.0398 | 2.0398
2025-04-25 07:00 | 1.4885 | 1.6207 | 2.4988 | 3.3416 | 3.3416 | 3.3416 | 1.8282 | 1.8544 | 1.8544 | 2.0013 | 2.1907 | 2.1907
2025-04-25 08:00 | 1.2748 | 1.388 | 2.14 | 2.8618 | 2.8618 | 2.8618 | 1.6756 | 1.6995 | 1.6995 | 1.8342 | 2.0077 | 2.0077
2025-04-25 09:00 | 1.0382 | 1.1303 | 1.7427 | 2.3306 | 2.3306 | 2.3306 | 1.4237 | 1.444 | 1.444 | 1.5584 | 1.7059 | 1.7059
2025-04-25 10:00 | 0.88931 | 0.96827 | 1.4929 | 1.9964 | 1.9964 | 1.9964 | 0.98473 | 0.9988 | 0.9988 | 1.0779 | 1.1799 | 1.1799
2025-04-25 11:00 | 0.70611 | 0.7688 | 1.1853 | 1.5851 | 1.5851 | 1.5851 | 0.92748 | 0.94073 | 0.94073 | 1.0153 | 1.1113 | 1.1113
2025-04-25 12:00 | 0.70992 | 0.77295 | 1.1917 | 1.5937 | 1.5937 | 1.5937 | 0.71374 | 0.72394 | 0.72394 | 0.7813 | 0.85523 | 0.85523
2025-04-25 13:00 | 0.71374 | 0.77711 | 1.1981 | 1.6023 | 1.6023 | 1.6023 | 1.1145 | 1.1304 | 1.1304 | 1.22 | 1.3354 | 1.3354
2025-04-25 14:00 | 0.90076 | 0.98073 | 1.5121 | 2.0221 | 2.0221 | 2.0221 | 1.313 | 1.3317 | 1.3317 | 1.4373 | 1.5733 | 1.5733
2025-04-25 15:00 | 1.5878 | 1.7288 | 2.6654 | 3.5644 | 3.5644 | 3.5644 | 1.6336 | 1.6569 | 1.6569 | 1.7882 | 1.9574 | 1.9574
2025-04-25 16:00 | 1.8817 | 2.0487 | 3.1587 | 4.2242 | 4.2242 | 4.2242 | 1.8282 | 1.8544 | 1.8544 | 2.0013 | 2.1907 | 2.1907
2025-04-25 17:00 | 2.3282 | 2.5349 | 3.9084 | 5.2267 | 5.2267 | 5.2267 | 2.0458 | 2.075 | 2.075 | 2.2394 | 2.4514 | 2.4514
2025-04-25 18:00 | 2.2405 | 2.4394 | 3.761 | 5.0296 | 5.0296 | 5.0296 | 2.0344 | 2.0634 | 2.0634 | 2.2269 | 2.4376 | 2.4376
2025-04-25 19:00 | 2.2176 | 2.4144 | 3.7226 | 4.9782 | 4.9782 | 4.9782 | 1.9962 | 2.0247 | 2.0247 | 2.1851 | 2.3919 | 2.3919
2025-04-25 20:00 | 2.1603 | 2.3521 | 3.6265 | 4.8497 | 4.8497 | 4.8497 | 1.7863 | 1.8118 | 1.8118 | 1.9553 | 2.1404 | 2.1404
2025-04-25 21:00 | 1.9122 | 2.082 | 3.21 | 4.2927 | 4.2927 | 4.2927 | 1.5344 | 1.5563 | 1.5563 | 1.6796 | 1.8385 | 1.8385
2025-04-25 22:00 | 1.7366 | 1.8908 | 2.9153 | 3.8986 | 3.8986 | 3.8986 | 1.6107 | 1.6337 | 1.6337 | 1.7631 | 1.93 | 1.93
2025-04-25 23:00 | 1.6336 | 1.7786 | 2.7423 | 3.6672 | 3.6672 | 3.6672 | 1.5344 | 1.5563 | 1.5563 | 1.6796 | 1.8385 | 1.8385
2025-04-26 | 1.5153 | 1.6498 | 2.5436 | 3.4016 | 3.4016 | 3.4016 | 1.3473 | 1.3666 | 1.3666 | 1.4749 | 1.6144 | 1.6144
2025-04-26 01:00 | 1.3626 | 1.4836 | 2.2874 | 3.0589 | 3.0589 | 3.0589 | 1.2023 | 1.2195 | 1.2195 | 1.3161 | 1.4406 | 1.4406
2025-04-26 02:00 | 1.2863 | 1.4005 | 2.1592 | 2.8875 | 2.8875 | 2.8875 | 1.2557 | 1.2737 | 1.2737 | 1.3746 | 1.5047 | 1.5047
2025-04-26 03:00 | 1.2786 | 1.3921 | 2.1464 | 2.8704 | 2.8704 | 2.8704 | 1.2252 | 1.2427 | 1.2427 | 1.3412 | 1.4681 | 1.4681
2025-04-26 04:00 | 1.2557 | 1.3672 | 2.108 | 2.819 | 2.819 | 2.819 | 1.2023 | 1.2195 | 1.2195 | 1.3161 | 1.4406 | 1.4406
2025-04-26 05:00 | 1.3206 | 1.4379 | 2.2169 | 2.9646 | 2.9646 | 2.9646 | 1.3702 | 1.3898 | 1.3898 | 1.4999 | 1.6419 | 1.6419
2025-04-26 06:00 | 1.4237 | 1.5501 | 2.3899 | 3.196 | 3.196 | 3.196 | 1.4618 | 1.4827 | 1.4827 | 1.6002 | 1.7516 | 1.7516
2025-04-26 07:00 | 1.5496 | 1.6872 | 2.6013 | 3.4787 | 3.4787 | 3.4787 | 1.6298 | 1.6531 | 1.6531 | 1.784 | 1.9529 | 1.9529
2025-04-26 08:00 | 1.7519 | 1.9074 | 2.9409 | 3.9328 | 3.9328 | 3.9328 | 1.6107 | 1.6337 | 1.6337 | 1.7631 | 1.93 | 1.93
2025-04-26 09:00 | 1.6069 | 1.7495 | 2.6974 | 3.6073 | 3.6073 | 3.6073 | 1.5496 | 1.5718 | 1.5718 | 1.6963 | 1.8568 | 1.8568
2025-04-26 10:00 | 1.5611 | 1.6997 | 2.6205 | 3.5044 | 3.5044 | 3.5044 | 1.5267 | 1.5485 | 1.5485 | 1.6712 | 1.8294 | 1.8294
2025-04-26 11:00 | 1.2481 | 1.3589 | 2.0951 | 2.8018 | 2.8018 | 2.8018 | 1.2977 | 1.3163 | 1.3163 | 1.4205 | 1.555 | 1.555
2025-04-26 12:00 | 1.2328 | 1.3423 | 2.0695 | 2.7676 | 2.7676 | 2.7676 | 1.3282 | 1.3472 | 1.3472 | 1.454 | 1.5916 | 1.5916
2025-04-26 13:00 | 1.2634 | 1.3755 | 2.1208 | 2.8361 | 2.8361 | 2.8361 | 1.5458 | 1.5679 | 1.5679 | 1.6921 | 1.8522 | 1.8522
2025-04-26 14:00 | 1.5534 | 1.6913 | 2.6077 | 3.4873 | 3.4873 | 3.4873 | 1.6641 | 1.6879 | 1.6879 | 1.8216 | 1.994 | 1.994
2025-04-26 15:00 | 1.5992 | 1.7412 | 2.6846 | 3.5901 | 3.5901 | 3.5901 | 1.5878 | 1.6105 | 1.6105 | 1.7381 | 1.9026 | 1.9026
2025-04-26 16:00 | 1.8473 | 2.0113 | 3.1011 | 4.1471 | 4.1471 | 4.1471 | 1.8282 | 1.8544 | 1.8544 | 2.0013 | 2.1907 | 2.1907
2025-04-26 17:00 | 2.2405 | 2.4394 | 3.761 | 5.0296 | 5.0296 | 5.0296 | 2.1641 | 2.195 | 2.195 | 2.369 | 2.5931 | 2.5931
2025-04-26 18:00 | 2.3893 | 2.6014 | 4.0109 | 5.3638 | 5.3638 | 5.3638 | 2.0649 | 2.0944 | 2.0944 | 2.2603 | 2.4742 | 2.4742
2025-04-26 19:00 | 2.2939 | 2.4975 | 3.8507 | 5.1495 | 5.1495 | 5.1495 | 1.8168 | 1.8428 | 1.8428 | 1.9888 | 2.177 | 2.177
2025-04-26 20:00 | 2.0992 | 2.2856 | 3.5239 | 4.7126 | 4.7126 | 4.7126 | 1.6718 | 1.6956 | 1.6956 | 1.83 | 2.0032 | 2.0032
2025-04-26 21:00 | 2.1565 | 2.3479 | 3.62 | 4.8411 | 4.8411 | 4.8411 | 1.6031 | 1.626 | 1.626 | 1.7548 | 1.9208 | 1.9208
2025-04-26 22:00 | 1.9008 | 2.0695 | 3.1908 | 4.267 | 4.267 | 4.267 | 1.5382 | 1.5601 | 1.5601 | 1.6838 | 1.8431 | 1.8431
2025-04-26 23:00 | 1.7634 | 1.9199 | 2.9601 | 3.9586 | 3.9586 | 3.9586 | 1.5267 | 1.5485 | 1.5485 | 1.6712 | 1.8294 | 1.8294
2025-04-27 | 1.5 | 1.6332 | 2.518 | 3.3673 | 3.3673 | 3.3673 | 1.3282 | 1.3472 | 1.3472 | 1.454 | 1.5916 | 1.5916
2025-04-27 01:00 | 1.4198 | 1.5459 | 2.3835 | 3.1874 | 3.1874 | 3.1874 | 1.2176 | 1.235 | 1.235 | 1.3328 | 1.4589 | 1.4589
2025-04-27 02:00 | 1.3435 | 1.4628 | 2.2553 | 3.016 | 3.016 | 3.016 | 1.2252 | 1.2427 | 1.2427 | 1.3412 | 1.4681 | 1.4681
2025-04-27 03:00 | 1.2519 | 1.3631 | 2.1015 | 2.8104 | 2.8104 | 2.8104 | 1.2519 | 1.2698 | 1.2698 | 1.3704 | 1.5001 | 1.5001
2025-04-27 04:00 | 1.2901 | 1.4046 | 2.1656 | 2.8961 | 2.8961 | 2.8961 | 1.1336 | 1.1498 | 1.1498 | 1.2409 | 1.3583 | 1.3583
2025-04-27 05:00 | 1.3397 | 1.4586 | 2.2489 | 3.0075 | 3.0075 | 3.0075 | 1.2214 | 1.2388 | 1.2388 | 1.337 | 1.4635 | 1.4635
2025-04-27 06:00 | 1.3664 | 1.4877 | 2.2938 | 3.0675 | 3.0675 | 3.0675 | 1.4809 | 1.5021 | 1.5021 | 1.6211 | 1.7745 | 1.7745
2025-04-27 07:00 | 1.4389 | 1.5667 | 2.4155 | 3.2302 | 3.2302 | 3.2302 | 1.4084 | 1.4285 | 1.4285 | 1.5417 | 1.6876 | 1.6876
2025-04-27 08:00 | 1.3855 | 1.5085 | 2.3258 | 3.1103 | 3.1103 | 3.1103 | 1.4809 | 1.5021 | 1.5021 | 1.6211 | 1.7745 | 1.7745
2025-04-27 09:00 | 1.4962 | 1.629 | 2.5116 | 3.3588 | 3.3588 | 3.3588 | 1.6374 | 1.6608 | 1.6608 | 1.7924 | 1.962 | 1.962
2025-04-27 10:00 | 1.5534 | 1.6913 | 2.6077 | 3.4873 | 3.4873 | 3.4873 | 1.6031 | 1.626 | 1.626 | 1.7548 | 1.9208 | 1.9208
2025-04-27 11:00 | 1.5382 | 1.6747 | 2.5821 | 3.453 | 3.453 | 3.453 | 1.5687 | 1.5911 | 1.5911 | 1.7172 | 1.8797 | 1.8797
2025-04-27 12:00 | 1.0611 | 1.1553 | 1.7812 | 2.382 | 2.382 | 2.382 | 1.1298 | 1.1459 | 1.1459 | 1.2367 | 1.3537 | 1.3537
2025-04-27 13:00 | 1.2443 | 1.3547 | 2.0887 | 2.7933 | 2.7933 | 2.7933 | 1.5916 | 1.6143 | 1.6143 | 1.7423 | 1.9071 | 1.9071
2025-04-27 14:00 | 1.4466 | 1.575 | 2.4283 | 3.2474 | 3.2474 | 3.2474 | 1.5573 | 1.5795 | 1.5795 | 1.7047 | 1.866 | 1.866
2025-04-27 15:00 | 1.5534 | 1.6913 | 2.6077 | 3.4873 | 3.4873 | 3.4873 | 1.4656 | 1.4866 | 1.4866 | 1.6044 | 1.7562 | 1.7562
2025-04-27 16:00 | 2.0153 | 2.1942 | 3.383 | 4.5241 | 4.5241 | 4.5241 | 1.8702 | 1.897 | 1.897 | 2.0473 | 2.241 | 2.241
2025-04-27 17:00 | 2.5573 | 2.7843 | 4.2928 | 5.7408 | 5.7408 | 5.7408 | 2.0878 | 2.1176 | 2.1176 | 2.2854 | 2.5017 | 2.5017
2025-04-27 18:00 | 2.6336 | 2.8674 | 4.4209 | 5.9121 | 5.9121 | 5.9121 | 2.1565 | 2.1873 | 2.1873 | 2.3606 | 2.584 | 2.584
2025-04-27 19:00 | 2.4771 | 2.697 | 4.1582 | 5.5608 | 5.5608 | 5.5608 | 2.0267 | 2.0557 | 2.0557 | 2.2186 | 2.4285 | 2.4285
2025-04-27 20:00 | 2.3206 | 2.5266 | 3.8956 | 5.2095 | 5.2095 | 5.2095 | 1.8931 | 1.9202 | 1.9202 | 2.0723 | 2.2684 | 2.2684
2025-04-27 21:00 | 2.187 | 2.3812 | 3.6713 | 4.9096 | 4.9096 | 4.9096 | 1.6718 | 1.6956 | 1.6956 | 1.83 | 2.0032 | 2.0032
2025-04-27 22:00 | 1.9618 | 2.136 | 3.2933 | 4.4041 | 4.4041 | 4.4041 | 1.6641 | 1.6879 | 1.6879 | 1.8216 | 1.994 | 1.994
2025-04-27 23:00 | 1.7786 | 1.9365 | 2.9857 | 3.9928 | 3.9928 | 3.9928 | 1.5763 | 1.5989 | 1.5989 | 1.7255 | 1.8888 | 1.8888
2025-04-28 | 1.5496 | 1.6872 | 2.6013 | 3.4787 | 3.4787 | 3.4787 | 1.3321 | 1.3511 | 1.3511 | 1.4581 | 1.5961 | 1.5961
2025-04-28 01:00 | 1.3702 | 1.4919 | 2.3002 | 3.076 | 3.076 | 3.076 | 1.2481 | 1.2659 | 1.2659 | 1.3662 | 1.4955 | 1.4955
2025-04-28 02:00 | 1.2939 | 1.4088 | 2.172 | 2.9047 | 2.9047 | 2.9047 | 1.2366 | 1.2543 | 1.2543 | 1.3537 | 1.4818 | 1.4818
2025-04-28 03:00 | 1.2786 | 1.3921 | 2.1464 | 2.8704 | 2.8704 | 2.8704 | 1.2137 | 1.2311 | 1.2311 | 1.3286 | 1.4544 | 1.4544
2025-04-28 04:00 | 1.3053 | 1.4212 | 2.1912 | 2.9304 | 2.9304 | 2.9304 | 1.2328 | 1.2504 | 1.2504 | 1.3495 | 1.4772 | 1.4772
2025-04-28 05:00 | 1.5267 | 1.6623 | 2.5629 | 3.4273 | 3.4273 | 3.4273 | 1.7977 | 1.8234 | 1.8234 | 1.9679 | 2.1541 | 2.1541
2025-04-28 06:00 | 1.8321 | 1.9947 | 3.0754 | 4.1128 | 4.1128 | 4.1128 | 2.0115 | 2.0402 | 2.0402 | 2.2018 | 2.4102 | 2.4102
2025-04-28 07:00 | 1.958 | 2.1318 | 3.2869 | 4.3955 | 4.3955 | 4.3955 | 2.2366 | 2.2686 | 2.2686 | 2.4484 | 2.68 | 2.68
2025-04-28 08:00 | 1.6183 | 1.762 | 2.7166 | 3.633 | 3.633 | 3.633 | 2.0115 | 2.0402 | 2.0402 | 2.2018 | 2.4102 | 2.4102
2025-04-28 09:00 | 1.084 | 1.1802 | 1.8196 | 2.4334 | 2.4334 | 2.4334 | 1.7748 | 1.8002 | 1.8002 | 1.9428 | 2.1266 | 2.1266
2025-04-28 10:00 | 0.77099 | 0.83944 | 1.2942 | 1.7308 | 1.7308 | 1.7308 | 1.4122 | 1.4324 | 1.4324 | 1.5459 | 1.6922 | 1.6922
2025-04-28 11:00 | 0.70611 | 0.7688 | 1.1853 | 1.5851 | 1.5851 | 1.5851 | 1.5 | 1.5214 | 1.5214 | 1.642 | 1.7974 | 1.7974
2025-04-28 12:00 | 1.3626 | 1.4836 | 2.2874 | 3.0589 | 3.0589 | 3.0589 | 1.5534 | 1.5756 | 1.5756 | 1.7005 | 1.8614 | 1.8614
2025-04-28 13:00 | 1.2099 | 1.3173 | 2.0311 | 2.7162 | 2.7162 | 2.7162 | 1.6565 | 1.6802 | 1.6802 | 1.8133 | 1.9849 | 1.9849
2025-04-28 14:00 | 1.6107 | 1.7537 | 2.7038 | 3.6158 | 3.6158 | 3.6158 | 1.9809 | 2.0092 | 2.0092 | 2.1684 | 2.3736 | 2.3736
2025-04-28 15:00 | 1.8435 | 2.0072 | 3.0947 | 4.1385 | 4.1385 | 4.1385 | 2.042 | 2.0712 | 2.0712 | 2.2353 | 2.4468 | 2.4468
2025-04-28 16:00 | 1.9275 | 2.0986 | 3.2356 | 4.327 | 4.327 | 4.327 | 2.2672 | 2.2996 | 2.2996 | 2.4818 | 2.7166 | 2.7166
2025-04-28 17:00 | 2.4847 | 2.7053 | 4.1711 | 5.578 | 5.578 | 5.578 | 2.4504 | 2.4854 | 2.4854 | 2.6823 | 2.9361 | 2.9361
2025-04-28 18:00 | 2.5267 | 2.751 | 4.2415 | 5.6722 | 5.6722 | 5.6722 | 2.4008 | 2.4351 | 2.4351 | 2.628 | 2.8767 | 2.8767
2025-04-28 19:00 | 2.4962 | 2.7178 | 4.1903 | 5.6037 | 5.6037 | 5.6037 | 2.3359 | 2.3693 | 2.3693 | 2.557 | 2.7989 | 2.7989
2025-04-28 20:00 | 2.3359 | 2.5433 | 3.9212 | 5.2438 | 5.2438 | 5.2438 | 2.0038 | 2.0324 | 2.0324 | 2.1935 | 2.4011 | 2.4011
2025-04-28 21:00 | 2.1145 | 2.3022 | 3.5496 | 4.7468 | 4.7468 | 4.7468 | 1.8359 | 1.8621 | 1.8621 | 2.0097 | 2.1998 | 2.1998
2025-04-28 22:00 | 1.916 | 2.0861 | 3.2164 | 4.3013 | 4.3013 | 4.3013 | 1.7023 | 1.7266 | 1.7266 | 1.8634 | 2.0398 | 2.0398
2025-04-28 23:00 | 1.6489 | 1.7952 | 2.7679 | 3.7015 | 3.7015 | 3.7015 | 1.5267 | 1.5485 | 1.5485 | 1.6712 | 1.8294 | 1.8294
2025-04-29 | 1.4351 | 1.5625 | 2.4091 | 3.2217 | 3.2217 | 3.2217 | 1.2901 | 1.3085 | 1.3085 | 1.4122 | 1.5458 | 1.5458
2025-04-29 01:00 | 1.2824 | 1.3963 | 2.1528 | 2.8789 | 2.8789 | 2.8789 | 1.2481 | 1.2659 | 1.2659 | 1.3662 | 1.4955 | 1.4955
2025-04-29 02:00 | 1.2634 | 1.3755 | 2.1208 | 2.8361 | 2.8361 | 2.8361 | 1.2176 | 1.235 | 1.235 | 1.3328 | 1.4589 | 1.4589
2025-04-29 03:00 | 1.2748 | 1.388 | 2.14 | 2.8618 | 2.8618 | 2.8618 | 1.3015 | 1.3201 | 1.3201 | 1.4247 | 1.5595 | 1.5595
2025-04-29 04:00 | 1.2748 | 1.388 | 2.14 | 2.8618 | 2.8618 | 2.8618 | 1.2672 | 1.2853 | 1.2853 | 1.3871 | 1.5184 | 1.5184
2025-04-29 05:00 | 1.5115 | 1.6456 | 2.5372 | 3.393 | 3.393 | 3.393 | 1.5649 | 1.5872 | 1.5872 | 1.713 | 1.8751 | 1.8751
2025-04-29 06:00 | 1.9427 | 2.1152 | 3.2612 | 4.3613 | 4.3613 | 4.3613 | 2.0725 | 2.1021 | 2.1021 | 2.2687 | 2.4834 | 2.4834
2025-04-29 07:00 | 2.0954 | 2.2815 | 3.5175 | 4.704 | 4.704 | 4.704 | 2.3626 | 2.3964 | 2.3964 | 2.5862 | 2.831 | 2.831
2025-04-29 08:00 | 1.8817 | 2.0487 | 3.1587 | 4.2242 | 4.2242 | 4.2242 | 2.2977 | 2.3305 | 2.3305 | 2.5152 | 2.7532 | 2.7532
2025-04-29 09:00 | 1.8473 | 2.0113 | 3.1011 | 4.1471 | 4.1471 | 4.1471 | 2.3053 | 2.3383 | 2.3383 | 2.5236 | 2.7624 | 2.7624
2025-04-29 10:00 | 1.8664 | 2.0321 | 3.1331 | 4.1899 | 4.1899 | 4.1899 | 2.4237 | 2.4583 | 2.4583 | 2.6531 | 2.9041 | 2.9041
2025-04-29 11:00 | 1.4885 | 1.6207 | 2.4988 | 3.3416 | 3.3416 | 3.3416 | 1.9924 | 2.0208 | 2.0208 | 2.181 | 2.3873 | 2.3873
2025-04-29 12:00 | 1.1603 | 1.2633 | 1.9478 | 2.6048 | 2.6048 | 2.6048 | 1.7519 | 1.7769 | 1.7769 | 1.9177 | 2.0992 | 2.0992
2025-04-29 13:00 | 1.7214 | 1.8742 | 2.8896 | 3.8643 | 3.8643 | 3.8643 | 2.2023 | 2.2338 | 2.2338 | 2.4107 | 2.6389 | 2.6389
2025-04-29 14:00 | 1.916 | 2.0861 | 3.2164 | 4.3013 | 4.3013 | 4.3013 | 2.374 | 2.408 | 2.408 | 2.5988 | 2.8447 | 2.8447
2025-04-29 15:00 | 2.1336 | 2.323 | 3.5816 | 4.7897 | 4.7897 | 4.7897 | 2.3779 | 2.4118 | 2.4118 | 2.6029 | 2.8493 | 2.8493
2025-04-29 16:00 | 2.2748 | 2.4768 | 3.8187 | 5.1067 | 5.1067 | 5.1067 | 2.5229 | 2.5589 | 2.5589 | 2.7617 | 3.023 | 3.023
2025-04-29 17:00 | 2.5802 | 2.8092 | 4.3312 | 5.7922 | 5.7922 | 5.7922 | 2.7023 | 2.7409 | 2.7409 | 2.9581 | 3.238 | 3.238
2025-04-29 18:00 | 2.8015 | 3.0502 | 4.7029 | 6.2891 | 6.2891 | 6.2891 | 2.6107 | 2.648 | 2.648 | 2.8578 | 3.1282 | 3.1282
2025-04-29 19:00 | 2.7481 | 2.9921 | 4.6132 | 6.1692 | 6.1692 | 6.1692 | 2.5229 | 2.5589 | 2.5589 | 2.7617 | 3.023 | 3.023
2025-04-29 20:00 | 2.5038 | 2.7261 | 4.2031 | 5.6208 | 5.6208 | 5.6208 | 2.1718 | 2.2028 | 2.2028 | 2.3773 | 2.6023 | 2.6023
2025-04-29 21:00 | 2.355 | 2.564 | 3.9532 | 5.2866 | 5.2866 | 5.2866 | 2.0153 | 2.0441 | 2.0441 | 2.206 | 2.4148 | 2.4148
2025-04-29 22:00 | 2.0763 | 2.2607 | 3.4855 | 4.6612 | 4.6612 | 4.6612 | 1.9008 | 1.9279 | 1.9279 | 2.0807 | 2.2776 | 2.2776
2025-04-29 23:00 | 1.8969 | 2.0654 | 3.1844 | 4.2584 | 4.2584 | 4.2584 | 1.7137 | 1.7382 | 1.7382 | 1.876 | 2.0535 | 2.0535
2025-04-30 | 1.5916 | 1.7329 | 2.6718 | 3.573 | 3.573 | 3.573 | 1.4313 | 1.4517 | 1.4517 | 1.5668 | 1.715 | 1.715
2025-04-30 01:00 | 1.4695 | 1.5999 | 2.4668 | 3.2988 | 3.2988 | 3.2988 | 1.4237 | 1.444 | 1.444 | 1.5584 | 1.7059 | 1.7059
2025-04-30 02:00 | 1.3931 | 1.5168 | 2.3386 | 3.1274 | 3.1274 | 3.1274 | 1.3779 | 1.3975 | 1.3975 | 1.5083 | 1.651 | 1.651
2025-04-30 03:00 | 1.3626 | 1.4836 | 2.2874 | 3.0589 | 3.0589 | 3.0589 | 1.4389 | 1.4595 | 1.4595 | 1.5751 | 1.7242 | 1.7242
2025-04-30 04:00 | 1.3626 | 1.4836 | 2.2874 | 3.0589 | 3.0589 | 3.0589 | 1.3321 | 1.3511 | 1.3511 | 1.4581 | 1.5961 | 1.5961
2025-04-30 05:00 | 1.5763 | 1.7163 | 2.6462 | 3.5387 | 3.5387 | 3.5387 | 1.7405 | 1.7653 | 1.7653 | 1.9052 | 2.0855 | 2.0855
2025-04-30 06:00 | 2.1679 | 2.3604 | 3.6393 | 4.8668 | 4.8668 | 4.8668 | 2.1031 | 2.1331 | 2.1331 | 2.3021 | 2.52 | 2.52
2025-04-30 07:00 | 2.4466 | 2.6638 | 4.107 | 5.4923 | 5.4923 | 5.4923 | 2.6527 | 2.6906 | 2.6906 | 2.9038 | 3.1785 | 3.1785
2025-04-30 08:00 | 2.3893 | 2.6014 | 4.0109 | 5.3638 | 5.3638 | 5.3638 | 2.7786 | 2.8183 | 2.8183 | 3.0416 | 3.3295 | 3.3295
2025-04-30 09:00 | 2.1908 | 2.3853 | 3.6777 | 4.9182 | 4.9182 | 4.9182 | 2.6489 | 2.6867 | 2.6867 | 2.8996 | 3.174 | 3.174
2025-04-30 10:00 | 1.7901 | 1.949 | 3.005 | 4.0185 | 4.0185 | 4.0185 | 2.416 | 2.4505 | 2.4505 | 2.6447 | 2.895 | 2.895
2025-04-30 11:00 | 1.4924 | 1.6249 | 2.5052 | 3.3502 | 3.3502 | 3.3502 | 2.0076 | 2.0363 | 2.0363 | 2.1977 | 2.4056 | 2.4056
2025-04-30 12:00 | 1.3664 | 1.4877 | 2.2938 | 3.0675 | 3.0675 | 3.0675 | 1.9542 | 1.9821 | 1.9821 | 2.1392 | 2.3416 | 2.3416
2025-04-30 13:00 | 1.2023 | 1.309 | 2.0183 | 2.699 | 2.699 | 2.699 | 1.958 | 1.986 | 1.986 | 2.1434 | 2.3462 | 2.3462
2025-04-30 14:00 | 1.645 | 1.7911 | 2.7615 | 3.6929 | 3.6929 | 3.6929 | 2.4084 | 2.4428 | 2.4428 | 2.6364 | 2.8858 | 2.8858
2025-04-30 15:00 | 1.8511 | 2.0155 | 3.1075 | 4.1556 | 4.1556 | 4.1556 | 2.4275 | 2.4622 | 2.4622 | 2.6573 | 2.9087 | 2.9087
2025-04-30 16:00 | 2.1603 | 2.3521 | 3.6265 | 4.8497 | 4.8497 | 4.8497 | 2.5534 | 2.5899 | 2.5899 | 2.7951 | 3.0596 | 3.0596
2025-04-30 17:00 | 3.0038 | 3.2705 | 5.0424 | 6.7433 | 6.7433 | 6.7433 | 2.9198 | 2.9616 | 2.9616 | 3.1962 | 3.4987 | 3.4987
2025-04-30 18:00 | 3.0802 | 3.3536 | 5.1706 | 6.9146 | 6.9146 | 6.9146 | 2.8397 | 2.8803 | 2.8803 | 3.1085 | 3.4026 | 3.4026
2025-04-30 19:00 | 3.1336 | 3.4118 | 5.2603 | 7.0346 | 7.0346 | 7.0346 | 2.6679 | 2.7061 | 2.7061 | 2.9205 | 3.1968 | 3.1968
2025-04-30 20:00 | 2.9885 | 3.2539 | 5.0168 | 6.709 | 6.709 | 6.709 | 2.5229 | 2.5589 | 2.5589 | 2.7617 | 3.023 | 3.023
2025-04-30 21:00 | 2.7252 | 2.9671 | 4.5747 | 6.1178 | 6.1178 | 6.1178 | 2.4771 | 2.5125 | 2.5125 | 2.7116 | 2.9682 | 2.9682
2025-04-30 22:00 | 2.416 | 2.6305 | 4.0557 | 5.4237 | 5.4237 | 5.4237 | 2.2099 | 2.2415 | 2.2415 | 2.4191 | 2.648 | 2.648
2025-04-30 23:00 | 2.1221 | 2.3105 | 3.5624 | 4.764 | 4.764 | 4.764 | 2.0305 | 2.0595 | 2.0595 | 2.2227 | 2.4331 | 2.4331
2025-05-01 | 1.6794 | 1.8285 | 2.8191 | 3.7701 | 3.7701 | 3.7701 | 1.7672 | 1.7924 | 1.7924 | 1.9344 | 2.1175 | 2.1175
2025-05-01 01:00 | 1.5802 | 1.7204 | 2.6526 | 3.5473 | 3.5473 | 3.5473 | 1.6221 | 1.6453 | 1.6453 | 1.7757 | 1.9437 | 1.9437
2025-05-01 02:00 | 1.5038 | 1.6373 | 2.5244 | 3.3759 | 3.3759 | 3.3759 | 1.6489 | 1.6724 | 1.6724 | 1.8049 | 1.9757 | 1.9757
2025-05-01 03:00 | 1.5458 | 1.683 | 2.5949 | 3.4702 | 3.4702 | 3.4702 | 1.6107 | 1.6337 | 1.6337 | 1.7631 | 1.93 | 1.93
2025-05-01 04:00 | 1.5191 | 1.6539 | 2.55 | 3.4102 | 3.4102 | 3.4102 | 1.6947 | 1.7189 | 1.7189 | 1.8551 | 2.0306 | 2.0306
2025-05-01 05:00 | 1.8168 | 1.9781 | 3.0498 | 4.0785 | 4.0785 | 4.0785 | 2.1374 | 2.1679 | 2.1679 | 2.3397 | 2.5611 | 2.5611
2025-05-01 06:00 | 2.5992 | 2.83 | 4.3633 | 5.835 | 5.835 | 5.835 | 2.6031 | 2.6402 | 2.6402 | 2.8494 | 3.1191 | 3.1191
2025-05-01 07:00 | 2.6298 | 2.8632 | 4.4145 | 5.9036 | 5.9036 | 5.9036 | 3.0038 | 3.0467 | 3.0467 | 3.2881 | 3.5993 | 3.5993
2025-05-01 08:00 | 2.1565 | 2.3479 | 3.62 | 4.8411 | 4.8411 | 4.8411 | 2.6107 | 2.648 | 2.648 | 2.8578 | 3.1282 | 3.1282
2025-05-01 09:00 | 1.3702 | 1.4919 | 2.3002 | 3.076 | 3.076 | 3.076 | 2.2137 | 2.2454 | 2.2454 | 2.4233 | 2.6526 | 2.6526
2025-05-01 10:00 | 0.94275 | 1.0264 | 1.5826 | 2.1164 | 2.1164 | 2.1164 | 1.8092 | 1.835 | 1.835 | 1.9804 | 2.1678 | 2.1678
2025-05-01 11:00 | 1.4389 | 1.5667 | 2.4155 | 3.2302 | 3.2302 | 3.2302 | 1.7595 | 1.7847 | 1.7847 | 1.9261 | 2.1084 | 2.1084
2025-05-01 12:00 | 1.2481 | 1.3589 | 2.0951 | 2.8018 | 2.8018 | 2.8018 | 1.771 | 1.7963 | 1.7963 | 1.9386 | 2.1221 | 2.1221
2025-05-01 13:00 | 1.3931 | 1.5168 | 2.3386 | 3.1274 | 3.1274 | 3.1274 | 1.916 | 1.9434 | 1.9434 | 2.0974 | 2.2959 | 2.2959
2025-05-01 14:00 | 1.4695 | 1.5999 | 2.4668 | 3.2988 | 3.2988 | 3.2988 | 2.2443 | 2.2763 | 2.2763 | 2.4567 | 2.6892 | 2.6892
2025-05-01 15:00 | 1.6031 | 1.7454 | 2.691 | 3.5987 | 3.5987 | 3.5987 | 2.2443 | 2.2763 | 2.2763 | 2.4567 | 2.6892 | 2.6892
2025-05-01 16:00 | 2.1947 | 2.3895 | 3.6841 | 4.9268 | 4.9268 | 4.9268 | 2.6183 | 2.6557 | 2.6557 | 2.8662 | 3.1374 | 3.1374
2025-05-01 17:00 | 2.8092 | 3.0586 | 4.7157 | 6.3063 | 6.3063 | 6.3063 | 2.7634 | 2.8028 | 2.8028 | 3.0249 | 3.3112 | 3.3112
2025-05-01 18:00 | 3.2099 | 3.4949 | 5.3884 | 7.2059 | 7.2059 | 7.2059 | 2.9504 | 2.9925 | 2.9925 | 3.2297 | 3.5353 | 3.5353
2025-05-01 19:00 | 3.2061 | 3.4907 | 5.382 | 7.1974 | 7.1974 | 7.1974 | 2.8588 | 2.8996 | 2.8996 | 3.1294 | 3.4255 | 3.4255
2025-05-01 20:00 | 2.9656 | 3.2289 | 4.9784 | 6.6576 | 6.6576 | 6.6576 | 2.458 | 2.4931 | 2.4931 | 2.6907 | 2.9453 | 2.9453
2025-05-01 21:00 | 2.6679 | 2.9048 | 4.4786 | 5.9892 | 5.9892 | 5.9892 | 2.3588 | 2.3925 | 2.3925 | 2.5821 | 2.8264 | 2.8264
2025-05-01 22:00 | 2.4122 | 2.6264 | 4.0493 | 5.4152 | 5.4152 | 5.4152 | 2.1794 | 2.2105 | 2.2105 | 2.3857 | 2.6114 | 2.6114
2025-05-01 23:00 | 2.1183 | 2.3064 | 3.556 | 4.7554 | 4.7554 | 4.7554 | 1.9046 | 1.9318 | 1.9318 | 2.0849 | 2.2821 | 2.2821
2025-05-02 | 1.729 | 1.8825 | 2.9024 | 3.8814 | 3.8814 | 3.8814 | 1.7328 | 1.7576 | 1.7576 | 1.8968 | 2.0763 | 2.0763
2025-05-02 01:00 | 1.6221 | 1.7662 | 2.723 | 3.6415 | 3.6415 | 3.6415 | 1.584 | 1.6066 | 1.6066 | 1.7339 | 1.898 | 1.898
2025-05-02 02:00 | 1.5229 | 1.6581 | 2.5565 | 3.4188 | 3.4188 | 3.4188 | 1.5725 | 1.595 | 1.595 | 1.7214 | 1.8843 | 1.8843
2025-05-02 03:00 | 1.5458 | 1.683 | 2.5949 | 3.4702 | 3.4702 | 3.4702 | 1.5878 | 1.6105 | 1.6105 | 1.7381 | 1.9026 | 1.9026
2025-05-02 04:00 | 1.7061 | 1.8576 | 2.864 | 3.83 | 3.83 | 3.83 | 1.8626 | 1.8892 | 1.8892 | 2.0389 | 2.2318 | 2.2318
2025-05-02 05:00 | 2 | 2.1776 | 3.3573 | 4.4898 | 4.4898 | 4.4898 | 2.2405 | 2.2725 | 2.2725 | 2.4525 | 2.6846 | 2.6846
2025-05-02 06:00 | 2.7901 | 3.0378 | 4.6836 | 6.2634 | 6.2634 | 6.2634 | 2.9427 | 2.9848 | 2.9848 | 3.2213 | 3.5261 | 3.5261
2025-05-02 07:00 | 2.958 | 3.2206 | 4.9655 | 6.6404 | 6.6404 | 6.6404 | 3.3511 | 3.399 | 3.399 | 3.6684 | 4.0155 | 4.0155
2025-05-02 08:00 | 2.4466 | 2.6638 | 4.107 | 5.4923 | 5.4923 | 5.4923 | 2.9427 | 2.9848 | 2.9848 | 3.2213 | 3.5261 | 3.5261
2025-05-02 09:00 | 1.5534 | 1.6913 | 2.6077 | 3.4873 | 3.4873 | 3.4873 | 2.542 | 2.5783 | 2.5783 | 2.7826 | 3.0459 | 3.0459
2025-05-02 10:00 | 1.0992 | 1.1968 | 1.8453 | 2.4677 | 2.4677 | 2.4677 | 1.8397 | 1.866 | 1.866 | 2.0138 | 2.2044 | 2.2044
2025-05-02 11:00 | 0.84351 | 0.9184 | 1.416 | 1.8936 | 1.8936 | 1.8936 | 1.4313 | 1.4517 | 1.4517 | 1.5668 | 1.715 | 1.715
2025-05-02 12:00 | 0.66412 | 0.72308 | 1.1148 | 1.4909 | 1.4909 | 1.4909 | 1.4427 | 1.4634 | 1.4634 | 1.5793 | 1.7288 | 1.7288
2025-05-02 13:00 | 0.71756 | 0.78126 | 1.2045 | 1.6108 | 1.6108 | 1.6108 | 1.4427 | 1.4634 | 1.4634 | 1.5793 | 1.7288 | 1.7288
2025-05-02 14:00 | 0.95802 | 1.0431 | 1.6082 | 2.1506 | 2.1506 | 2.1506 | 1.5916 | 1.6143 | 1.6143 | 1.7423 | 1.9071 | 1.9071
2025-05-02 15:00 | 1.5153 | 1.6498 | 2.5436 | 3.4016 | 3.4016 | 3.4016 | 2.1718 | 2.2028 | 2.2028 | 2.3773 | 2.6023 | 2.6023
2025-05-02 16:00 | 2.1221 | 2.3105 | 3.5624 | 4.764 | 4.764 | 4.764 | 2.4542 | 2.4893 | 2.4893 | 2.6865 | 2.9407 | 2.9407
2025-05-02 17:00 | 2.7099 | 2.9505 | 4.5491 | 6.0835 | 6.0835 | 6.0835 | 2.6183 | 2.6557 | 2.6557 | 2.8662 | 3.1374 | 3.1374
2025-05-02 18:00 | 2.8893 | 3.1458 | 4.8502 | 6.4862 | 6.4862 | 6.4862 | 2.5992 | 2.6364 | 2.6364 | 2.8453 | 3.1145 | 3.1145
2025-05-02 19:00 | 2.855 | 3.1084 | 4.7926 | 6.4091 | 6.4091 | 6.4091 | 2.4885 | 2.5241 | 2.5241 | 2.7241 | 2.9819 | 2.9819
2025-05-02 20:00 | 2.7328 | 2.9754 | 4.5875 | 6.1349 | 6.1349 | 6.1349 | 2.3015 | 2.3344 | 2.3344 | 2.5194 | 2.7578 | 2.7578
2025-05-02 21:00 | 2.5 | 2.722 | 4.1967 | 5.6122 | 5.6122 | 5.6122 | 2.2328 | 2.2647 | 2.2647 | 2.4442 | 2.6755 | 2.6755
2025-05-02 22:00 | 2.3473 | 2.5557 | 3.9404 | 5.2695 | 5.2695 | 5.2695 | 2.2366 | 2.2686 | 2.2686 | 2.4484 | 2.68 | 2.68
2025-05-02 23:00 | 2.0954 | 2.2815 | 3.5175 | 4.704 | 4.704 | 4.704 | 1.8969 | 1.924 | 1.924 | 2.0765 | 2.273 | 2.273
2025-05-03 | 1.9237 | 2.0944 | 3.2292 | 4.3184 | 4.3184 | 4.3184 | 1.6832 | 1.7073 | 1.7073 | 1.8425 | 2.0169 | 2.0169
2025-05-03 01:00 | 1.7939 | 1.9532 | 3.0114 | 4.0271 | 4.0271 | 4.0271 | 1.6718 | 1.6956 | 1.6956 | 1.83 | 2.0032 | 2.0032
2025-05-03 02:00 | 1.645 | 1.7911 | 2.7615 | 3.6929 | 3.6929 | 3.6929 | 1.6756 | 1.6995 | 1.6995 | 1.8342 | 2.0077 | 2.0077
2025-05-03 03:00 | 1.5649 | 1.7038 | 2.6269 | 3.513 | 3.513 | 3.513 | 1.626 | 1.6492 | 1.6492 | 1.7799 | 1.9483 | 1.9483
2025-05-03 04:00 | 1.6183 | 1.762 | 2.7166 | 3.633 | 3.633 | 3.633 | 1.6832 | 1.7073 | 1.7073 | 1.8425 | 2.0169 | 2.0169
2025-05-03 05:00 | 1.958 | 2.1318 | 3.2869 | 4.3955 | 4.3955 | 4.3955 | 1.8969 | 1.924 | 1.924 | 2.0765 | 2.273 | 2.273
2025-05-03 06:00 | 2.4427 | 2.6596 | 4.1006 | 5.4837 | 5.4837 | 5.4837 | 2.9389 | 2.9809 | 2.9809 | 3.2171 | 3.5215 | 3.5215
2025-05-03 07:00 | 2.458 | 2.6762 | 4.1262 | 5.518 | 5.518 | 5.518 | 2.2137 | 2.2454 | 2.2454 | 2.4233 | 2.6526 | 2.6526
2025-05-03 08:00 | 2.1718 | 2.3646 | 3.6457 | 4.8754 | 4.8754 | 4.8754 | 2.1489 | 2.1796 | 2.1796 | 2.3523 | 2.5748 | 2.5748
2025-05-03 09:00 | 1.7519 | 1.9074 | 2.9409 | 3.9328 | 3.9328 | 3.9328 | 1.8779 | 1.9047 | 1.9047 | 2.0556 | 2.2501 | 2.2501
2025-05-03 10:00 | 1.2023 | 1.309 | 2.0183 | 2.699 | 2.699 | 2.699 | 1.271 | 1.2892 | 1.2892 | 1.3913 | 1.523 | 1.523
2025-05-03 11:00 | 0.91985 | 1.0015 | 1.5441 | 2.065 | 2.065 | 2.065 | 0.83206 | 0.84395 | 0.84395 | 0.91082 | 0.99701 | 0.99701
2025-05-03 12:00 | 0.70611 | 0.7688 | 1.1853 | 1.5851 | 1.5851 | 1.5851 | 0.82443 | 0.83621 | 0.83621 | 0.90246 | 0.98786 | 0.98786
2025-05-03 13:00 | 0.67557 | 0.73555 | 1.1341 | 1.5166 | 1.5166 | 1.5166 | 0.78244 | 0.79362 | 0.79362 | 0.85651 | 0.93756 | 0.93756
2025-05-03 14:00 | 0.94656 | 1.0306 | 1.589 | 2.1249 | 2.1249 | 2.1249 | 1.084 | 1.0995 | 1.0995 | 1.1866 | 1.2989 | 1.2989
2025-05-03 15:00 | 1.6298 | 1.7745 | 2.7359 | 3.6587 | 3.6587 | 3.6587 | 1.6718 | 1.6956 | 1.6956 | 1.83 | 2.0032 | 2.0032
2025-05-03 16:00 | 2.0573 | 2.2399 | 3.4535 | 4.6183 | 4.6183 | 4.6183 | 1.958 | 1.986 | 1.986 | 2.1434 | 2.3462 | 2.3462
2025-05-03 17:00 | 2.6031 | 2.8342 | 4.3697 | 5.8436 | 5.8436 | 5.8436 | 2.4542 | 2.4893 | 2.4893 | 2.6865 | 2.9407 | 2.9407
2025-05-03 18:00 | 2.8397 | 3.0918 | 4.7669 | 6.3748 | 6.3748 | 6.3748 | 2.4924 | 2.528 | 2.528 | 2.7283 | 2.9865 | 2.9865
2025-05-03 19:00 | 2.7214 | 2.963 | 4.5683 | 6.1092 | 6.1092 | 6.1092 | 2.4542 | 2.4893 | 2.4893 | 2.6865 | 2.9407 | 2.9407
2025-05-03 20:00 | 2.7634 | 3.0087 | 4.6388 | 6.2034 | 6.2034 | 6.2034 | 2.2405 | 2.2725 | 2.2725 | 2.4525 | 2.6846 | 2.6846
2025-05-03 21:00 | 2.5191 | 2.7427 | 4.2287 | 5.6551 | 5.6551 | 5.6551 | 2.1832 | 2.2144 | 2.2144 | 2.3899 | 2.616 | 2.616
2025-05-03 22:00 | 2.458 | 2.6762 | 4.1262 | 5.518 | 5.518 | 5.518 | 2.1412 | 2.1718 | 2.1718 | 2.3439 | 2.5657 | 2.5657
2025-05-03 23:00 | 2.3206 | 2.5266 | 3.8956 | 5.2095 | 5.2095 | 5.2095 | 2.084 | 2.1137 | 2.1137 | 2.2812 | 2.4971 | 2.4971
2025-05-04 | 1.9695 | 2.1443 | 3.3061 | 4.4212 | 4.4212 | 4.4212 | 1.7595 | 1.7847 | 1.7847 | 1.9261 | 2.1084 | 2.1084
2025-05-04 01:00 | 1.7748 | 1.9324 | 2.9793 | 3.9843 | 3.9843 | 3.9843 | 1.6756 | 1.6995 | 1.6995 | 1.8342 | 2.0077 | 2.0077
2025-05-04 02:00 | 1.729 | 1.8825 | 2.9024 | 3.8814 | 3.8814 | 3.8814 | 1.6145 | 1.6376 | 1.6376 | 1.7673 | 1.9346 | 1.9346
2025-05-04 03:00 | 1.6221 | 1.7662 | 2.723 | 3.6415 | 3.6415 | 3.6415 | 1.6107 | 1.6337 | 1.6337 | 1.7631 | 1.93 | 1.93
2025-05-04 04:00 | 1.7061 | 1.8576 | 2.864 | 3.83 | 3.83 | 3.83 | 1.7214 | 1.746 | 1.746 | 1.8843 | 2.0626 | 2.0626
2025-05-04 05:00 | 1.9237 | 2.0944 | 3.2292 | 4.3184 | 4.3184 | 4.3184 | 1.8511 | 1.8776 | 1.8776 | 2.0264 | 2.2181 | 2.2181
2025-05-04 06:00 | 2.2214 | 2.4186 | 3.729 | 4.9868 | 4.9868 | 4.9868 | 2.1489 | 2.1796 | 2.1796 | 2.3523 | 2.5748 | 2.5748
2025-05-04 07:00 | 2.2824 | 2.4851 | 3.8315 | 5.1238 | 5.1238 | 5.1238 | 2.4695 | 2.5047 | 2.5047 | 2.7032 | 2.959 | 2.959
2025-05-04 08:00 | 2.1107 | 2.2981 | 3.5432 | 4.7383 | 4.7383 | 4.7383 | 2.4656 | 2.5009 | 2.5009 | 2.699 | 2.9544 | 2.9544
2025-05-04 09:00 | 1.771 | 1.9282 | 2.9729 | 3.9757 | 3.9757 | 3.9757 | 1.8359 | 1.8621 | 1.8621 | 2.0097 | 2.1998 | 2.1998
2025-05-04 10:00 | 1.2519 | 1.3631 | 2.1015 | 2.8104 | 2.8104 | 2.8104 | 1.3435 | 1.3627 | 1.3627 | 1.4707 | 1.6099 | 1.6099
2025-05-04 11:00 | 0.91985 | 1.0015 | 1.5441 | 2.065 | 2.065 | 2.065 | 1.0992 | 1.1149 | 1.1149 | 1.2033 | 1.3172 | 1.3172
2025-05-04 12:00 | 0.74046 | 0.8062 | 1.243 | 1.6623 | 1.6623 | 1.6623 | 0.76336 | 0.77427 | 0.77427 | 0.83562 | 0.91469 | 0.91469
2025-05-04 13:00 | 0.78626 | 0.85606 | 1.3199 | 1.7651 | 1.7651 | 1.7651 | 0.69466 | 0.70458 | 0.70458 | 0.76041 | 0.83237 | 0.83237
2025-05-04 14:00 | 1.3893 | 1.5127 | 2.3322 | 3.1189 | 3.1189 | 3.1189 | 1.271 | 1.2892 | 1.2892 | 1.3913 | 1.523 | 1.523
2025-05-04 15:00 | 1.8397 | 2.003 | 3.0882 | 4.1299 | 4.1299 | 4.1299 | 1.6489 | 1.6724 | 1.6724 | 1.8049 | 1.9757 | 1.9757
2025-05-04 16:00 | 2.1565 | 2.3479 | 3.62 | 4.8411 | 4.8411 | 4.8411 | 2.1145 | 2.1447 | 2.1447 | 2.3147 | 2.5337 | 2.5337
2025-05-04 17:00 | 2.8626 | 3.1167 | 4.8054 | 6.4262 | 6.4262 | 6.4262 | 2.5076 | 2.5435 | 2.5435 | 2.745 | 3.0048 | 3.0048
2025-05-04 18:00 | 3.0344 | 3.3037 | 5.0937 | 6.8118 | 6.8118 | 6.8118 | 2.6908 | 2.7293 | 2.7293 | 2.9455 | 3.2243 | 3.2243
2025-05-04 19:00 | 2.9733 | 3.2373 | 4.9912 | 6.6747 | 6.6747 | 6.6747 | 2.4885 | 2.5241 | 2.5241 | 2.7241 | 2.9819 | 2.9819
2025-05-04 20:00 | 2.7786 | 3.0253 | 4.6644 | 6.2377 | 6.2377 | 6.2377 | 2.4084 | 2.4428 | 2.4428 | 2.6364 | 2.8858 | 2.8858
2025-05-04 21:00 | 2.6756 | 2.9131 | 4.4914 | 6.0064 | 6.0064 | 6.0064 | 2.2328 | 2.2647 | 2.2647 | 2.4442 | 2.6755 | 2.6755
2025-05-04 22:00 | 2.5344 | 2.7594 | 4.2544 | 5.6894 | 5.6894 | 5.6894 | 2.1412 | 2.1718 | 2.1718 | 2.3439 | 2.5657 | 2.5657
2025-05-04 23:00 | 2.1298 | 2.3189 | 3.5752 | 4.7811 | 4.7811 | 4.7811 | 1.9427 | 1.9705 | 1.9705 | 2.1266 | 2.3279 | 2.3279
2025-05-05 | 1.8015 | 1.9615 | 3.0242 | 4.0442 | 4.0442 | 4.0442 | 1.6985 | 1.7227 | 1.7227 | 1.8592 | 2.0352 | 2.0352
2025-05-05 01:00 | 1.6145 | 1.7578 | 2.7102 | 3.6244 | 3.6244 | 3.6244 | 1.6336 | 1.6569 | 1.6569 | 1.7882 | 1.9574 | 1.9574
2025-05-05 02:00 | 1.6489 | 1.7952 | 2.7679 | 3.7015 | 3.7015 | 3.7015 | 1.6031 | 1.626 | 1.626 | 1.7548 | 1.9208 | 1.9208
2025-05-05 03:00 | 1.6603 | 1.8077 | 2.7871 | 3.7272 | 3.7272 | 3.7272 | 1.6985 | 1.7227 | 1.7227 | 1.8592 | 2.0352 | 2.0352
2025-05-05 04:00 | 1.6527 | 1.7994 | 2.7743 | 3.7101 | 3.7101 | 3.7101 | 1.9695 | 1.9976 | 1.9976 | 2.1559 | 2.3599 | 2.3599
2025-05-05 05:00 | 2.1794 | 2.3729 | 3.6585 | 4.8925 | 4.8925 | 4.8925 | 2.4122 | 2.4467 | 2.4467 | 2.6405 | 2.8904 | 2.8904
2025-05-05 06:00 | 3.1183 | 3.3952 | 5.2346 | 7.0003 | 7.0003 | 7.0003 | 2.9847 | 3.0274 | 3.0274 | 3.2673 | 3.5764 | 3.5764
2025-05-05 07:00 | 3.3435 | 3.6403 | 5.6127 | 7.5058 | 7.5058 | 7.5058 | 3.3664 | 3.4145 | 3.4145 | 3.6851 | 4.0338 | 4.0338
2025-05-05 08:00 | 2.8893 | 3.1458 | 4.8502 | 6.4862 | 6.4862 | 6.4862 | 3.2863 | 3.3332 | 3.3332 | 3.5973 | 3.9377 | 3.9377
2025-05-05 09:00 | 2.1985 | 2.3937 | 3.6905 | 4.9353 | 4.9353 | 4.9353 | 2.8053 | 2.8454 | 2.8454 | 3.0709 | 3.3615 | 3.3615
2025-05-05 10:00 | 1.126 | 1.2259 | 1.8901 | 2.5276 | 2.5276 | 2.5276 | 2.0725 | 2.1021 | 2.1021 | 2.2687 | 2.4834 | 2.4834
2025-05-05 11:00 | 0.94275 | 1.0264 | 1.5826 | 2.1164 | 2.1164 | 2.1164 | 1.6908 | 1.715 | 1.715 | 1.8509 | 2.026 | 2.026
2025-05-05 12:00 | 0.70992 | 0.77295 | 1.1917 | 1.5937 | 1.5937 | 1.5937 | 1.5534 | 1.5756 | 1.5756 | 1.7005 | 1.8614 | 1.8614
2025-05-05 13:00 | 1.3397 | 1.4586 | 2.2489 | 3.0075 | 3.0075 | 3.0075 | 1.9733 | 2.0015 | 2.0015 | 2.1601 | 2.3645 | 2.3645
2025-05-05 14:00 | 1.5763 | 1.7163 | 2.6462 | 3.5387 | 3.5387 | 3.5387 | 2.1603 | 2.1912 | 2.1912 | 2.3648 | 2.5886 | 2.5886
2025-05-05 15:00 | 1.6069 | 1.7495 | 2.6974 | 3.6073 | 3.6073 | 3.6073 | 2.1947 | 2.226 | 2.226 | 2.4024 | 2.6297 | 2.6297
2025-05-05 16:00 | 1.9542 | 2.1277 | 3.2805 | 4.387 | 4.387 | 4.387 | 2.5 | 2.5357 | 2.5357 | 2.7366 | 2.9956 | 2.9956
2025-05-05 17:00 | 2.8053 | 3.0544 | 4.7093 | 6.2977 | 6.2977 | 6.2977 | 2.958 | 3.0003 | 3.0003 | 3.238 | 3.5444 | 3.5444
2025-05-05 18:00 | 3.1527 | 3.4326 | 5.2923 | 7.0774 | 7.0774 | 7.0774 | 2.958 | 3.0003 | 3.0003 | 3.238 | 3.5444 | 3.5444
2025-05-05 19:00 | 2.9885 | 3.2539 | 5.0168 | 6.709 | 6.709 | 6.709 | 2.7176 | 2.7564 | 2.7564 | 2.9748 | 3.2563 | 3.2563
2025-05-05 20:00 | 2.7977 | 3.0461 | 4.6964 | 6.2806 | 6.2806 | 6.2806 | 2.5305 | 2.5667 | 2.5667 | 2.7701 | 3.0322 | 3.0322
2025-05-05 21:00 | 2.5878 | 2.8175 | 4.3441 | 5.8093 | 5.8093 | 5.8093 | 2.3282 | 2.3615 | 2.3615 | 2.5486 | 2.7898 | 2.7898
2025-05-05 22:00 | 2.5916 | 2.8217 | 4.3505 | 5.8179 | 5.8179 | 5.8179 | 2.0954 | 2.1254 | 2.1254 | 2.2938 | 2.5108 | 2.5108
2025-05-05 23:00 | 2.0076 | 2.1859 | 3.3702 | 4.5069 | 4.5069 | 4.5069 | 1.7748 | 1.8002 | 1.8002 | 1.9428 | 2.1266 | 2.1266
2025-05-06 | 1.7137 | 1.8659 | 2.8768 | 3.8472 | 3.8472 | 3.8472 | 1.6145 | 1.6376 | 1.6376 | 1.7673 | 1.9346 | 1.9346
2025-05-06 01:00 | 1.5534 | 1.6913 | 2.6077 | 3.4873 | 3.4873 | 3.4873 | 1.5305 | 1.5524 | 1.5524 | 1.6754 | 1.8339 | 1.8339
2025-05-06 02:00 | 1.5344 | 1.6706 | 2.5757 | 3.4445 | 3.4445 | 3.4445 | 1.5954 | 1.6182 | 1.6182 | 1.7464 | 1.9117 | 1.9117
2025-05-06 03:00 | 1.542 | 1.6789 | 2.5885 | 3.4616 | 3.4616 | 3.4616 | 1.5916 | 1.6143 | 1.6143 | 1.7423 | 1.9071 | 1.9071
2025-05-06 04:00 | 1.5954 | 1.7371 | 2.6782 | 3.5815 | 3.5815 | 3.5815 | 1.7061 | 1.7305 | 1.7305 | 1.8676 | 2.0443 | 2.0443
2025-05-06 05:00 | 2.0382 | 2.2191 | 3.4214 | 4.5755 | 4.5755 | 4.5755 | 2.2061 | 2.2376 | 2.2376 | 2.4149 | 2.6434 | 2.6434
2025-05-06 06:00 | 2.855 | 3.1084 | 4.7926 | 6.4091 | 6.4091 | 6.4091 | 2.7786 | 2.8183 | 2.8183 | 3.0416 | 3.3295 | 3.3295
2025-05-06 07:00 | 2.9351 | 3.1957 | 4.9271 | 6.589 | 6.589 | 6.589 | 3.2824 | 3.3293 | 3.3293 | 3.5931 | 3.9332 | 3.9332
2025-05-06 08:00 | 2.4351 | 2.6513 | 4.0878 | 5.4666 | 5.4666 | 5.4666 | 2.9847 | 3.0274 | 3.0274 | 3.2673 | 3.5764 | 3.5764
2025-05-06 09:00 | 1.4618 | 1.5916 | 2.4539 | 3.2817 | 3.2817 | 3.2817 | 2.3168 | 2.3499 | 2.3499 | 2.5361 | 2.7761 | 2.7761
2025-05-06 10:00 | 1.0115 | 1.1012 | 1.6979 | 2.2706 | 2.2706 | 2.2706 | 1.8015 | 1.8273 | 1.8273 | 1.9721 | 2.1587 | 2.1587
2025-05-06 11:00 | 1.271 | 1.3838 | 2.1336 | 2.8532 | 2.8532 | 2.8532 | 1.7061 | 1.7305 | 1.7305 | 1.8676 | 2.0443 | 2.0443
2025-05-06 12:00 | 1.4504 | 1.5791 | 2.4347 | 3.256 | 3.256 | 3.256 | 1.6183 | 1.6414 | 1.6414 | 1.7715 | 1.9391 | 1.9391
2025-05-06 13:00 | 1.4466 | 1.575 | 2.4283 | 3.2474 | 3.2474 | 3.2474 | 2.0153 | 2.0441 | 2.0441 | 2.206 | 2.4148 | 2.4148
2025-05-06 14:00 | 1.042 | 1.1345 | 1.7492 | 2.3391 | 2.3391 | 2.3391 | 1.8588 | 1.8853 | 1.8853 | 2.0347 | 2.2273 | 2.2273
2025-05-06 15:00 | 1.6832 | 1.8326 | 2.8256 | 3.7786 | 3.7786 | 3.7786 | 2.0687 | 2.0983 | 2.0983 | 2.2645 | 2.4788 | 2.4788
2025-05-06 16:00 | 1.9809 | 2.1568 | 3.3253 | 4.4469 | 4.4469 | 4.4469 | 2.3168 | 2.3499 | 2.3499 | 2.5361 | 2.7761 | 2.7761
2025-05-06 17:00 | 2.6527 | 2.8882 | 4.453 | 5.955 | 5.955 | 5.955 | 2.8359 | 2.8764 | 2.8764 | 3.1043 | 3.3981 | 3.3981
2025-05-06 18:00 | 2.8893 | 3.1458 | 4.8502 | 6.4862 | 6.4862 | 6.4862 | 2.8359 | 2.8764 | 2.8764 | 3.1043 | 3.3981 | 3.3981
2025-05-06 19:00 | 2.9198 | 3.1791 | 4.9015 | 6.5547 | 6.5547 | 6.5547 | 2.4618 | 2.497 | 2.497 | 2.6949 | 2.9499 | 2.9499
2025-05-06 20:00 | 2.916 | 3.1749 | 4.8951 | 6.5462 | 6.5462 | 6.5462 | 2.3359 | 2.3693 | 2.3693 | 2.557 | 2.7989 | 2.7989
2025-05-06 21:00 | 2.813 | 3.0627 | 4.7221 | 6.3148 | 6.3148 | 6.3148 | 2.1336 | 2.1641 | 2.1641 | 2.3355 | 2.5566 | 2.5566
2025-05-06 22:00 | 2.4237 | 2.6388 | 4.0685 | 5.4409 | 5.4409 | 5.4409 | 2.1718 | 2.2028 | 2.2028 | 2.3773 | 2.6023 | 2.6023
2025-05-06 23:00 | 2.0954 | 2.2815 | 3.5175 | 4.704 | 4.704 | 4.704 | 1.916 | 1.9434 | 1.9434 | 2.0974 | 2.2959 | 2.2959
2025-05-07 | 1.8168 | 1.9781 | 3.0498 | 4.0785 | 4.0785 | 4.0785 | 1.5992 | 1.6221 | 1.6221 | 1.7506 | 1.9163 | 1.9163
2025-05-07 01:00 | 1.7748 | 1.9324 | 2.9793 | 3.9843 | 3.9843 | 3.9843 | 1.5076 | 1.5292 | 1.5292 | 1.6503 | 1.8065 | 1.8065
2025-05-07 02:00 | 1.6031 | 1.7454 | 2.691 | 3.5987 | 3.5987 | 3.5987 | 1.4924 | 1.5137 | 1.5137 | 1.6336 | 1.7882 | 1.7882
2025-05-07 03:00 | 1.645 | 1.7911 | 2.7615 | 3.6929 | 3.6929 | 3.6929 | 1.4809 | 1.5021 | 1.5021 | 1.6211 | 1.7745 | 1.7745
2025-05-07 04:00 | 1.7137 | 1.8659 | 2.8768 | 3.8472 | 3.8472 | 3.8472 | 1.5534 | 1.5756 | 1.5756 | 1.7005 | 1.8614 | 1.8614
2025-05-07 05:00 | 2.1679 | 2.3604 | 3.6393 | 4.8668 | 4.8668 | 4.8668 | 2.1641 | 2.195 | 2.195 | 2.369 | 2.5931 | 2.5931
2025-05-07 06:00 | 3.0344 | 3.3037 | 5.0937 | 6.8118 | 6.8118 | 6.8118 | 2.5344 | 2.5706 | 2.5706 | 2.7742 | 3.0368 | 3.0368
2025-05-07 07:00 | 3.2137 | 3.4991 | 5.3948 | 7.2145 | 7.2145 | 7.2145 | 2.874 | 2.9151 | 2.9151 | 3.1461 | 3.4438 | 3.4438
2025-05-07 08:00 | 2.7366 | 2.9796 | 4.5939 | 6.1435 | 6.1435 | 6.1435 | 2.5954 | 2.6325 | 2.6325 | 2.8411 | 3.1099 | 3.1099
2025-05-07 09:00 | 1.7137 | 1.8659 | 2.8768 | 3.8472 | 3.8472 | 3.8472 | 2.0305 | 2.0595 | 2.0595 | 2.2227 | 2.4331 | 2.4331
2025-05-07 10:00 | 1.2748 | 1.388 | 2.14 | 2.8618 | 2.8618 | 2.8618 | 1.9771 | 2.0053 | 2.0053 | 2.1642 | 2.369 | 2.369
2025-05-07 11:00 | 0.82824 | 0.90178 | 1.3904 | 1.8593 | 1.8593 | 1.8593 | 1.5763 | 1.5989 | 1.5989 | 1.7255 | 1.8888 | 1.8888
2025-05-07 12:00 | 0.58015 | 0.63166 | 0.97389 | 1.3024 | 1.3024 | 1.3024 | 1.374 | 1.3937 | 1.3937 | 1.5041 | 1.6464 | 1.6464
2025-05-07 13:00 | 0.79389 | 0.86438 | 1.3327 | 1.7822 | 1.7822 | 1.7822 | 1.5916 | 1.6143 | 1.6143 | 1.7423 | 1.9071 | 1.9071
2025-05-07 14:00 | 0.8626 | 0.93918 | 1.448 | 1.9364 | 1.9364 | 1.9364 | 1.9466 | 1.9744 | 1.9744 | 2.1308 | 2.3325 | 2.3325
2025-05-07 15:00 | 1.4962 | 1.629 | 2.5116 | 3.3588 | 3.3588 | 3.3588 | 2.0534 | 2.0828 | 2.0828 | 2.2478 | 2.4605 | 2.4605
2025-05-07 16:00 | 2.0992 | 2.2856 | 3.5239 | 4.7126 | 4.7126 | 4.7126 | 2.3855 | 2.4196 | 2.4196 | 2.6113 | 2.8584 | 2.8584
2025-05-07 17:00 | 2.8817 | 3.1375 | 4.8374 | 6.4691 | 6.4691 | 6.4691 | 2.6794 | 2.7177 | 2.7177 | 2.933 | 3.2106 | 3.2106
2025-05-07 18:00 | 2.958 | 3.2206 | 4.9655 | 6.6404 | 6.6404 | 6.6404 | 2.6374 | 2.6751 | 2.6751 | 2.8871 | 3.1602 | 3.1602
2025-05-07 19:00 | 2.9466 | 3.2082 | 4.9463 | 6.6147 | 6.6147 | 6.6147 | 2.2748 | 2.3073 | 2.3073 | 2.4901 | 2.7258 | 2.7258
2025-05-07 20:00 | 2.9389 | 3.1998 | 4.9335 | 6.5976 | 6.5976 | 6.5976 | 2.1527 | 2.1834 | 2.1834 | 2.3564 | 2.5794 | 2.5794
2025-05-07 21:00 | 2.7481 | 2.9921 | 4.6132 | 6.1692 | 6.1692 | 6.1692 | 1.9542 | 1.9821 | 1.9821 | 2.1392 | 2.3416 | 2.3416
2025-05-07 22:00 | 2.5649 | 2.7926 | 4.3056 | 5.7579 | 5.7579 | 5.7579 | 1.7977 | 1.8234 | 1.8234 | 1.9679 | 2.1541 | 2.1541
2025-05-07 23:00 | 2.2634 | 2.4643 | 3.7994 | 5.081 | 5.081 | 5.081 | 1.6832 | 1.7073 | 1.7073 | 1.8425 | 2.0169 | 2.0169
2025-05-08 | 1.9198 | 2.0903 | 3.2228 | 4.3099 | 4.3099 | 4.3099 | 1.4046 | 1.4246 | 1.4246 | 1.5375 | 1.683 | 1.683
2025-05-08 01:00 | 1.8473 | 2.0113 | 3.1011 | 4.1471 | 4.1471 | 4.1471 | 1.3931 | 1.413 | 1.413 | 1.525 | 1.6693 | 1.6693
2025-05-08 02:00 | 1.6756 | 1.8243 | 2.8127 | 3.7615 | 3.7615 | 3.7615 | 1.4351 | 1.4556 | 1.4556 | 1.571 | 1.7196 | 1.7196
2025-05-08 03:00 | 1.7252 | 1.8784 | 2.896 | 3.8729 | 3.8729 | 3.8729 | 1.4351 | 1.4556 | 1.4556 | 1.571 | 1.7196 | 1.7196
2025-05-08 04:00 | 1.7061 | 1.8576 | 2.864 | 3.83 | 3.83 | 3.83 | 1.4351 | 1.4556 | 1.4556 | 1.571 | 1.7196 | 1.7196
2025-05-08 05:00 | 1.9695 | 2.1443 | 3.3061 | 4.4212 | 4.4212 | 4.4212 | 1.9924 | 2.0208 | 2.0208 | 2.181 | 2.3873 | 2.3873
2025-05-08 06:00 | 2.374 | 2.5848 | 3.9853 | 5.3295 | 5.3295 | 5.3295 | 2.6832 | 2.7215 | 2.7215 | 2.9372 | 3.2151 | 3.2151
2025-05-08 07:00 | 2.584 | 2.8134 | 4.3376 | 5.8007 | 5.8007 | 5.8007 | 2.8626 | 2.9035 | 2.9035 | 3.1336 | 3.4301 | 3.4301
2025-05-08 08:00 | 2.2824 | 2.4851 | 3.8315 | 5.1238 | 5.1238 | 5.1238 | 2.5802 | 2.617 | 2.617 | 2.8244 | 3.0916 | 3.0916
2025-05-08 09:00 | 1.7366 | 1.8908 | 2.9153 | 3.8986 | 3.8986 | 3.8986 | 2.0611 | 2.0905 | 2.0905 | 2.2562 | 2.4697 | 2.4697
2025-05-08 10:00 | 1.3206 | 1.4379 | 2.2169 | 2.9646 | 2.9646 | 2.9646 | 1.7328 | 1.7576 | 1.7576 | 1.8968 | 2.0763 | 2.0763
2025-05-08 11:00 | 0.95802 | 1.0431 | 1.6082 | 2.1506 | 2.1506 | 2.1506 | 1.6221 | 1.6453 | 1.6453 | 1.7757 | 1.9437 | 1.9437
2025-05-08 12:00 | 0.72901 | 0.79373 | 1.2238 | 1.6365 | 1.6365 | 1.6365 | 1.6985 | 1.7227 | 1.7227 | 1.8592 | 2.0352 | 2.0352
2025-05-08 13:00 | 0.82824 | 0.90178 | 1.3904 | 1.8593 | 1.8593 | 1.8593 | 1.3435 | 1.3627 | 1.3627 | 1.4707 | 1.6099 | 1.6099
2025-05-08 14:00 | 1.0382 | 1.1303 | 1.7427 | 2.3306 | 2.3306 | 2.3306 | 1.6756 | 1.6995 | 1.6995 | 1.8342 | 2.0077 | 2.0077
2025-05-08 15:00 | 1.5763 | 1.7163 | 2.6462 | 3.5387 | 3.5387 | 3.5387 | 1.9618 | 1.9899 | 1.9899 | 2.1475 | 2.3507 | 2.3507
2025-05-08 16:00 | 2.0763 | 2.2607 | 3.4855 | 4.6612 | 4.6612 | 4.6612 | 2.5305 | 2.5667 | 2.5667 | 2.7701 | 3.0322 | 3.0322
2025-05-08 17:00 | 2.7939 | 3.0419 | 4.69 | 6.272 | 6.272 | 6.272 | 2.7634 | 2.8028 | 2.8028 | 3.0249 | 3.3112 | 3.3112
2025-05-08 18:00 | 2.9695 | 3.2331 | 4.9848 | 6.6661 | 6.6661 | 6.6661 | 2.7481 | 2.7874 | 2.7874 | 3.0082 | 3.2929 | 3.2929
2025-05-08 19:00 | 2.9198 | 3.1791 | 4.9015 | 6.5547 | 6.5547 | 6.5547 | 2.7328 | 2.7719 | 2.7719 | 2.9915 | 3.2746 | 3.2746
2025-05-08 20:00 | 2.916 | 3.1749 | 4.8951 | 6.5462 | 6.5462 | 6.5462 | 2.4809 | 2.5164 | 2.5164 | 2.7157 | 2.9727 | 2.9727
2025-05-08 21:00 | 2.813 | 3.0627 | 4.7221 | 6.3148 | 6.3148 | 6.3148 | 2.3435 | 2.377 | 2.377 | 2.5653 | 2.8081 | 2.8081
2025-05-08 22:00 | 2.4237 | 2.6388 | 4.0685 | 5.4409 | 5.4409 | 5.4409 | 2.2824 | 2.3151 | 2.3151 | 2.4985 | 2.7349 | 2.7349
2025-05-08 23:00 | 2.0954 | 2.2815 | 3.5175 | 4.704 | 4.704 | 4.704 | 1.9504 | 1.9782 | 1.9782 | 2.135 | 2.337 | 2.337
2025-05-09 | 1.8168 | 1.9781 | 3.0498 | 4.0785 | 4.0785 | 4.0785 | 1.771 | 1.7963 | 1.7963 | 1.9386 | 2.1221 | 2.1221
2025-05-09 01:00 | 1.7748 | 1.9324 | 2.9793 | 3.9843 | 3.9843 | 3.9843 | 1.7176 | 1.7421 | 1.7421 | 1.8801 | 2.058 | 2.058
2025-05-09 02:00 | 1.6031 | 1.7454 | 2.691 | 3.5987 | 3.5987 | 3.5987 | 1.5992 | 1.6221 | 1.6221 | 1.7506 | 1.9163 | 1.9163
2025-05-09 03:00 | 1.645 | 1.7911 | 2.7615 | 3.6929 | 3.6929 | 3.6929 | 1.7023 | 1.7266 | 1.7266 | 1.8634 | 2.0398 | 2.0398
2025-05-09 04:00 | 1.7137 | 1.8659 | 2.8768 | 3.8472 | 3.8472 | 3.8472 | 1.855 | 1.8815 | 1.8815 | 2.0305 | 2.2227 | 2.2227
2025-05-09 05:00 | 2.1679 | 2.3604 | 3.6393 | 4.8668 | 4.8668 | 4.8668 | 2.4618 | 2.497 | 2.497 | 2.6949 | 2.9499 | 2.9499
2025-05-09 06:00 | 3.0344 | 3.3037 | 5.0937 | 6.8118 | 6.8118 | 6.8118 | 2.9656 | 3.008 | 3.008 | 3.2464 | 3.5536 | 3.5536
2025-05-09 07:00 | 3.2137 | 3.4991 | 5.3948 | 7.2145 | 7.2145 | 7.2145 | 3.5076 | 3.5577 | 3.5577 | 3.8397 | 4.203 | 4.203
2025-05-09 08:00 | 2.7366 | 2.9796 | 4.5939 | 6.1435 | 6.1435 | 6.1435 | 3.4237 | 3.4726 | 3.4726 | 3.7477 | 4.1024 | 4.1024
2025-05-09 09:00 | 1.7137 | 1.8659 | 2.8768 | 3.8472 | 3.8472 | 3.8472 | 2.5763 | 2.6131 | 2.6131 | 2.8202 | 3.0871 | 3.0871
2025-05-09 10:00 | 1.2748 | 1.388 | 2.14 | 2.8618 | 2.8618 | 2.8618 | 1.9351 | 1.9628 | 1.9628 | 2.1183 | 2.3187 | 2.3187
2025-05-09 11:00 | 0.82824 | 0.90178 | 1.3904 | 1.8593 | 1.8593 | 1.8593 | 1.5802 | 1.6027 | 1.6027 | 1.7297 | 1.8934 | 1.8934
2025-05-09 12:00 | 0.58015 | 0.63166 | 0.97389 | 1.3024 | 1.3024 | 1.3024 | 1.3435 | 1.3627 | 1.3627 | 1.4707 | 1.6099 | 1.6099
2025-05-09 13:00 | 0.79389 | 0.86438 | 1.3327 | 1.7822 | 1.7822 | 1.7822 | 1.4771 | 1.4982 | 1.4982 | 1.6169 | 1.7699 | 1.7699
2025-05-09 14:00 | 0.8626 | 0.93918 | 1.448 | 1.9364 | 1.9364 | 1.9364 | 1.8015 | 1.8273 | 1.8273 | 1.9721 | 2.1587 | 2.1587
2025-05-09 15:00 | 1.4962 | 1.629 | 2.5116 | 3.3588 | 3.3588 | 3.3588 | 2.2099 | 2.2415 | 2.2415 | 2.4191 | 2.648 | 2.648
2025-05-09 16:00 | 2.0992 | 2.2856 | 3.5239 | 4.7126 | 4.7126 | 4.7126 | 2.5725 | 2.6093 | 2.6093 | 2.816 | 3.0825 | 3.0825
2025-05-09 17:00 | 2.8817 | 3.1375 | 4.8374 | 6.4691 | 6.4691 | 6.4691 | 2.7328 | 2.7719 | 2.7719 | 2.9915 | 3.2746 | 3.2746
2025-05-09 18:00 | 2.958 | 3.2206 | 4.9655 | 6.6404 | 6.6404 | 6.6404 | 2.6794 | 2.7177 | 2.7177 | 2.933 | 3.2106 | 3.2106
2025-05-09 19:00 | 2.9466 | 3.2082 | 4.9463 | 6.6147 | 6.6147 | 6.6147 | 2.687 | 2.7254 | 2.7254 | 2.9414 | 3.2197 | 3.2197
2025-05-09 20:00 | 2.9389 | 3.1998 | 4.9335 | 6.5976 | 6.5976 | 6.5976 | 2.5649 | 2.6015 | 2.6015 | 2.8077 | 3.0734 | 3.0734
2025-05-09 21:00 | 2.7481 | 2.9921 | 4.6132 | 6.1692 | 6.1692 | 6.1692 | 2.4656 | 2.5009 | 2.5009 | 2.699 | 2.9544 | 2.9544
2025-05-09 22:00 | 2.5649 | 2.7926 | 4.3056 | 5.7579 | 5.7579 | 5.7579 | 2.2176 | 2.2492 | 2.2492 | 2.4275 | 2.6572 | 2.6572
2025-05-09 23:00 | 2.2634 | 2.4643 | 3.7994 | 5.081 | 5.081 | 5.081 | 2.0305 | 2.0595 | 2.0595 | 2.2227 | 2.4331 | 2.4331
2025-05-10 | 1.9198 | 2.0903 | 3.2228 | 4.3099 | 4.3099 | 4.3099 | 1.7481 | 1.7731 | 1.7731 | 1.9136 | 2.0946 | 2.0946
2025-05-10 01:00 | 1.8473 | 2.0113 | 3.1011 | 4.1471 | 4.1471 | 4.1471 | 1.7137 | 1.7382 | 1.7382 | 1.876 | 2.0535 | 2.0535
2025-05-10 02:00 | 1.6756 | 1.8243 | 2.8127 | 3.7615 | 3.7615 | 3.7615 | 1.687 | 1.7111 | 1.7111 | 1.8467 | 2.0215 | 2.0215
2025-05-10 03:00 | 1.7252 | 1.8784 | 2.896 | 3.8729 | 3.8729 | 3.8729 | 1.6489 | 1.6724 | 1.6724 | 1.8049 | 1.9757 | 1.9757
2025-05-10 04:00 | 1.7061 | 1.8576 | 2.864 | 3.83 | 3.83 | 3.83 | 1.6527 | 1.6763 | 1.6763 | 1.8091 | 1.9803 | 1.9803
2025-05-10 05:00 | 1.9695 | 2.1443 | 3.3061 | 4.4212 | 4.4212 | 4.4212 | 1.8397 | 1.866 | 1.866 | 2.0138 | 2.2044 | 2.2044
2025-05-10 06:00 | 2.374 | 2.5848 | 3.9853 | 5.3295 | 5.3295 | 5.3295 | 2.2023 | 2.2338 | 2.2338 | 2.4107 | 2.6389 | 2.6389
2025-05-10 07:00 | 2.584 | 2.8134 | 4.3376 | 5.8007 | 5.8007 | 5.8007 | 2.5496 | 2.586 | 2.586 | 2.791 | 3.0551 | 3.0551
2025-05-10 08:00 | 2.2824 | 2.4851 | 3.8315 | 5.1238 | 5.1238 | 5.1238 | 2.5191 | 2.5551 | 2.5551 | 2.7575 | 3.0185 | 3.0185
2025-05-10 09:00 | 1.7366 | 1.8908 | 2.9153 | 3.8986 | 3.8986 | 3.8986 | 1.9237 | 1.9511 | 1.9511 | 2.1058 | 2.305 | 2.305
2025-05-10 10:00 | 1.3206 | 1.4379 | 2.2169 | 2.9646 | 2.9646 | 2.9646 | 1.6336 | 1.6569 | 1.6569 | 1.7882 | 1.9574 | 1.9574
2025-05-10 11:00 | 0.95802 | 1.0431 | 1.6082 | 2.1506 | 2.1506 | 2.1506 | 1.1832 | 1.2001 | 1.2001 | 1.2952 | 1.4178 | 1.4178
2025-05-10 12:00 | 0.72901 | 0.79373 | 1.2238 | 1.6365 | 1.6365 | 1.6365 | 1.0458 | 1.0607 | 1.0607 | 1.1448 | 1.2531 | 1.2531
2025-05-10 13:00 | 0.82824 | 0.90178 | 1.3904 | 1.8593 | 1.8593 | 1.8593 | 1.0267 | 1.0414 | 1.0414 | 1.1239 | 1.2303 | 1.2303
2025-05-10 14:00 | 1.0382 | 1.1303 | 1.7427 | 2.3306 | 2.3306 | 2.3306 | 1.2863 | 1.3046 | 1.3046 | 1.408 | 1.5412 | 1.5412
2025-05-10 15:00 | 1.5763 | 1.7163 | 2.6462 | 3.5387 | 3.5387 | 3.5387 | 1.6565 | 1.6802 | 1.6802 | 1.8133 | 1.9849 | 1.9849
2025-05-10 16:00 | 2.0802 | 2.2648 | 3.4919 | 4.6697 | 4.6697 | 4.6697 | 2.0076 | 2.0363 | 2.0363 | 2.1977 | 2.4056 | 2.4056
2025-05-10 17:00 | 2.7137 | 2.9547 | 4.5555 | 6.0921 | 6.0921 | 6.0921 | 2.3855 | 2.4196 | 2.4196 | 2.6113 | 2.8584 | 2.8584
2025-05-10 18:00 | 2.9046 | 3.1624 | 4.8758 | 6.5205 | 6.5205 | 6.5205 | 2.4237 | 2.4583 | 2.4583 | 2.6531 | 2.9041 | 2.9041
2025-05-10 19:00 | 2.6718 | 2.909 | 4.485 | 5.9978 | 5.9978 | 5.9978 | 2.2939 | 2.3267 | 2.3267 | 2.511 | 2.7486 | 2.7486
2025-05-10 20:00 | 2.5115 | 2.7344 | 4.2159 | 5.6379 | 5.6379 | 5.6379 | 2.1947 | 2.226 | 2.226 | 2.4024 | 2.6297 | 2.6297
2025-05-10 21:00 | 2.3893 | 2.6014 | 4.0109 | 5.3638 | 5.3638 | 5.3638 | 2.1031 | 2.1331 | 2.1331 | 2.3021 | 2.52 | 2.52
2025-05-10 22:00 | 2.2481 | 2.4477 | 3.7738 | 5.0467 | 5.0467 | 5.0467 | 2.042 | 2.0712 | 2.0712 | 2.2353 | 2.4468 | 2.4468
2025-05-10 23:00 | 2.0611 | 2.2441 | 3.4599 | 4.6269 | 4.6269 | 4.6269 | 1.958 | 1.986 | 1.986 | 2.1434 | 2.3462 | 2.3462
2025-05-11 | 1.7786 | 1.9365 | 2.9857 | 3.9928 | 3.9928 | 3.9928 | 1.584 | 1.6066 | 1.6066 | 1.7339 | 1.898 | 1.898
2025-05-11 01:00 | 1.5802 | 1.7204 | 2.6526 | 3.5473 | 3.5473 | 3.5473 | 1.542 | 1.564 | 1.564 | 1.6879 | 1.8477 | 1.8477
2025-05-11 02:00 | 1.4427 | 1.5708 | 2.4219 | 3.2388 | 3.2388 | 3.2388 | 1.5649 | 1.5872 | 1.5872 | 1.713 | 1.8751 | 1.8751
2025-05-11 03:00 | 1.3931 | 1.5168 | 2.3386 | 3.1274 | 3.1274 | 3.1274 | 1.4733 | 1.4943 | 1.4943 | 1.6127 | 1.7653 | 1.7653
2025-05-11 04:00 | 1.4427 | 1.5708 | 2.4219 | 3.2388 | 3.2388 | 3.2388 | 1.4809 | 1.5021 | 1.5021 | 1.6211 | 1.7745 | 1.7745
2025-05-11 05:00 | 1.5496 | 1.6872 | 2.6013 | 3.4787 | 3.4787 | 3.4787 | 1.5878 | 1.6105 | 1.6105 | 1.7381 | 1.9026 | 1.9026
2025-05-11 06:00 | 1.8435 | 2.0072 | 3.0947 | 4.1385 | 4.1385 | 4.1385 | 1.9237 | 1.9511 | 1.9511 | 2.1058 | 2.305 | 2.305
2025-05-11 07:00 | 1.9084 | 2.0778 | 3.2036 | 4.2841 | 4.2841 | 4.2841 | 2.0458 | 2.075 | 2.075 | 2.2394 | 2.4514 | 2.4514
2025-05-11 08:00 | 1.771 | 1.9282 | 2.9729 | 3.9757 | 3.9757 | 3.9757 | 1.9733 | 2.0015 | 2.0015 | 2.1601 | 2.3645 | 2.3645
2025-05-11 09:00 | 1.4924 | 1.6249 | 2.5052 | 3.3502 | 3.3502 | 3.3502 | 1.5992 | 1.6221 | 1.6221 | 1.7506 | 1.9163 | 1.9163
2025-05-11 10:00 | 1.6985 | 1.8493 | 2.8512 | 3.8129 | 3.8129 | 3.8129 | 1.2824 | 1.3008 | 1.3008 | 1.4038 | 1.5367 | 1.5367
2025-05-11 11:00 | 1.2977 | 1.4129 | 2.1784 | 2.9132 | 2.9132 | 2.9132 | 1.0076 | 1.022 | 1.022 | 1.103 | 1.2074 | 1.2074
2025-05-11 12:00 | 1.6069 | 1.7495 | 2.6974 | 3.6073 | 3.6073 | 3.6073 | 1.0649 | 1.0801 | 1.0801 | 1.1657 | 1.276 | 1.276
2025-05-11 13:00 | 1.4313 | 1.5584 | 2.4027 | 3.2131 | 3.2131 | 3.2131 | 1.2634 | 1.2814 | 1.2814 | 1.3829 | 1.5138 | 1.5138
2025-05-11 14:00 | 1.3168 | 1.4337 | 2.2105 | 2.9561 | 2.9561 | 2.9561 | 1.3397 | 1.3588 | 1.3588 | 1.4665 | 1.6053 | 1.6053
2025-05-11 15:00 | 1.7901 | 1.949 | 3.005 | 4.0185 | 4.0185 | 4.0185 | 1.5534 | 1.5756 | 1.5756 | 1.7005 | 1.8614 | 1.8614
2025-05-11 16:00 | 2.2061 | 2.402 | 3.7033 | 4.9525 | 4.9525 | 4.9525 | 1.8359 | 1.8621 | 1.8621 | 2.0097 | 2.1998 | 2.1998
2025-05-11 17:00 | 2.5992 | 2.83 | 4.3633 | 5.835 | 5.835 | 5.835 | 2.313 | 2.346 | 2.346 | 2.5319 | 2.7715 | 2.7715
2025-05-11 18:00 | 2.6832 | 2.9214 | 4.5042 | 6.0235 | 6.0235 | 6.0235 | 2.3359 | 2.3693 | 2.3693 | 2.557 | 2.7989 | 2.7989
2025-05-11 19:00 | 2.6908 | 2.9297 | 4.517 | 6.0407 | 6.0407 | 6.0407 | 2.126 | 2.1563 | 2.1563 | 2.3272 | 2.5474 | 2.5474
2025-05-11 20:00 | 2.5687 | 2.7968 | 4.312 | 5.7665 | 5.7665 | 5.7665 | 2.1031 | 2.1331 | 2.1331 | 2.3021 | 2.52 | 2.52
2025-05-11 21:00 | 2.3855 | 2.5973 | 4.0045 | 5.3552 | 5.3552 | 5.3552 | 1.9427 | 1.9705 | 1.9705 | 2.1266 | 2.3279 | 2.3279
2025-05-11 22:00 | 2.126 | 2.3147 | 3.5688 | 4.7725 | 4.7725 | 4.7725 | 1.8779 | 1.9047 | 1.9047 | 2.0556 | 2.2501 | 2.2501
2025-05-11 23:00 | 1.8702 | 2.0363 | 3.1395 | 4.1985 | 4.1985 | 4.1985 | 1.7863 | 1.8118 | 1.8118 | 1.9553 | 2.1404 | 2.1404
2025-05-12 | 1.6756 | 1.8243 | 2.8127 | 3.7615 | 3.7615 | 3.7615 | 1.4427 | 1.4634 | 1.4634 | 1.5793 | 1.7288 | 1.7288
2025-05-12 01:00 | 1.4504 | 1.5791 | 2.4347 | 3.256 | 3.256 | 3.256 | 1.3779 | 1.3975 | 1.3975 | 1.5083 | 1.651 | 1.651
2025-05-12 02:00 | 1.3626 | 1.4836 | 2.2874 | 3.0589 | 3.0589 | 3.0589 | 1.3779 | 1.3975 | 1.3975 | 1.5083 | 1.651 | 1.651
2025-05-12 03:00 | 1.355 | 1.4753 | 2.2745 | 3.0417 | 3.0417 | 3.0417 | 1.416 | 1.4363 | 1.4363 | 1.5501 | 1.6967 | 1.6967
2025-05-12 04:00 | 1.3702 | 1.4919 | 2.3002 | 3.076 | 3.076 | 3.076 | 1.3931 | 1.413 | 1.413 | 1.525 | 1.6693 | 1.6693
2025-05-12 05:00 | 1.6412 | 1.7869 | 2.7551 | 3.6844 | 3.6844 | 3.6844 | 1.8092 | 1.835 | 1.835 | 1.9804 | 2.1678 | 2.1678
2025-05-12 06:00 | 2.3015 | 2.5059 | 3.8635 | 5.1667 | 5.1667 | 5.1667 | 2.3321 | 2.3654 | 2.3654 | 2.5528 | 2.7944 | 2.7944
2025-05-12 07:00 | 2.4313 | 2.6471 | 4.0814 | 5.458 | 5.458 | 5.458 | 2.8206 | 2.8609 | 2.8609 | 3.0876 | 3.3798 | 3.3798
2025-05-12 08:00 | 2.1412 | 2.3313 | 3.5944 | 4.8068 | 4.8068 | 4.8068 | 2.5153 | 2.5512 | 2.5512 | 2.7534 | 3.0139 | 3.0139
2025-05-12 09:00 | 1.8435 | 2.0072 | 3.0947 | 4.1385 | 4.1385 | 4.1385 | 2.2443 | 2.2763 | 2.2763 | 2.4567 | 2.6892 | 2.6892
2025-05-12 10:00 | 1.187 | 1.2924 | 1.9926 | 2.6647 | 2.6647 | 2.6647 | 1.9313 | 1.9589 | 1.9589 | 2.1141 | 2.3142 | 2.3142
2025-05-12 11:00 | 0.95802 | 1.0431 | 1.6082 | 2.1506 | 2.1506 | 2.1506 | 1.4504 | 1.4711 | 1.4711 | 1.5877 | 1.7379 | 1.7379
2025-05-12 12:00 | 0.83969 | 0.91424 | 1.4096 | 1.885 | 1.885 | 1.885 | 1.771 | 1.7963 | 1.7963 | 1.9386 | 2.1221 | 2.1221
2025-05-12 13:00 | 0.77863 | 0.84775 | 1.3071 | 1.7479 | 1.7479 | 1.7479 | 1.542 | 1.564 | 1.564 | 1.6879 | 1.8477 | 1.8477
2025-05-12 14:00 | 1.0229 | 1.1137 | 1.7171 | 2.2963 | 2.2963 | 2.2963 | 1.7176 | 1.7421 | 1.7421 | 1.8801 | 2.058 | 2.058
2025-05-12 15:00 | 1.6107 | 1.7537 | 2.7038 | 3.6158 | 3.6158 | 3.6158 | 1.9771 | 2.0053 | 2.0053 | 2.1642 | 2.369 | 2.369
2025-05-12 16:00 | 2.0916 | 2.2773 | 3.5111 | 4.6954 | 4.6954 | 4.6954 | 2.3817 | 2.4157 | 2.4157 | 2.6071 | 2.8538 | 2.8538
2025-05-12 17:00 | 2.645 | 2.8799 | 4.4402 | 5.9378 | 5.9378 | 5.9378 | 2.7405 | 2.7796 | 2.7796 | 2.9999 | 3.2837 | 3.2837
2025-05-12 18:00 | 2.874 | 3.1292 | 4.8246 | 6.4519 | 6.4519 | 6.4519 | 2.6412 | 2.679 | 2.679 | 2.8912 | 3.1648 | 3.1648
2025-05-12 19:00 | 2.6794 | 2.9173 | 4.4978 | 6.0149 | 6.0149 | 6.0149 | 2.4237 | 2.4583 | 2.4583 | 2.6531 | 2.9041 | 2.9041
2025-05-12 20:00 | 2.4809 | 2.7012 | 4.1647 | 5.5694 | 5.5694 | 5.5694 | 2.2634 | 2.2957 | 2.2957 | 2.4776 | 2.712 | 2.712
2025-05-12 21:00 | 2.2405 | 2.4394 | 3.761 | 5.0296 | 5.0296 | 5.0296 | 1.8779 | 1.9047 | 1.9047 | 2.0556 | 2.2501 | 2.2501
2025-05-12 22:00 | 1.9962 | 2.1734 | 3.3509 | 4.4812 | 4.4812 | 4.4812 | 1.8511 | 1.8776 | 1.8776 | 2.0264 | 2.2181 | 2.2181
2025-05-12 23:00 | 1.729 | 1.8825 | 2.9024 | 3.8814 | 3.8814 | 3.8814 | 1.5878 | 1.6105 | 1.6105 | 1.7381 | 1.9026 | 1.9026
2025-05-13 | 1.5382 | 1.6747 | 2.5821 | 3.453 | 3.453 | 3.453 | 1.4275 | 1.4479 | 1.4479 | 1.5626 | 1.7105 | 1.7105
2025-05-13 01:00 | 1.4084 | 1.5334 | 2.3642 | 3.1617 | 3.1617 | 3.1617 | 1.4313 | 1.4517 | 1.4517 | 1.5668 | 1.715 | 1.715
2025-05-13 02:00 | 1.3473 | 1.4669 | 2.2617 | 3.0246 | 3.0246 | 3.0246 | 1.3588 | 1.3782 | 1.3782 | 1.4874 | 1.6281 | 1.6281
2025-05-13 03:00 | 1.3511 | 1.4711 | 2.2681 | 3.0332 | 3.0332 | 3.0332 | 1.3168 | 1.3356 | 1.3356 | 1.4414 | 1.5778 | 1.5778
2025-05-13 04:00 | 1.3626 | 1.4836 | 2.2874 | 3.0589 | 3.0589 | 3.0589 | 1.3588 | 1.3782 | 1.3782 | 1.4874 | 1.6281 | 1.6281
2025-05-13 05:00 | 1.6374 | 1.7828 | 2.7487 | 3.6758 | 3.6758 | 3.6758 | 1.7557 | 1.7808 | 1.7808 | 1.9219 | 2.1038 | 2.1038
2025-05-13 06:00 | 2.0992 | 2.2856 | 3.5239 | 4.7126 | 4.7126 | 4.7126 | 2.2824 | 2.3151 | 2.3151 | 2.4985 | 2.7349 | 2.7349
2025-05-13 07:00 | 2.374 | 2.5848 | 3.9853 | 5.3295 | 5.3295 | 5.3295 | 2.5763 | 2.6131 | 2.6131 | 2.8202 | 3.0871 | 3.0871
2025-05-13 08:00 | 2.1718 | 2.3646 | 3.6457 | 4.8754 | 4.8754 | 4.8754 | 2.4122 | 2.4467 | 2.4467 | 2.6405 | 2.8904 | 2.8904
2025-05-13 09:00 | 1.9427 | 2.1152 | 3.2612 | 4.3613 | 4.3613 | 4.3613 | 2.416 | 2.4505 | 2.4505 | 2.6447 | 2.895 | 2.895
2025-05-13 10:00 | 1.8969 | 2.0654 | 3.1844 | 4.2584 | 4.2584 | 4.2584 | 2.2405 | 2.2725 | 2.2725 | 2.4525 | 2.6846 | 2.6846
2025-05-13 11:00 | 1.6374 | 1.7828 | 2.7487 | 3.6758 | 3.6758 | 3.6758 | 2.1107 | 2.1408 | 2.1408 | 2.3105 | 2.5291 | 2.5291
2025-05-13 12:00 | 1.5458 | 1.683 | 2.5949 | 3.4702 | 3.4702 | 3.4702 | 2.1031 | 2.1331 | 2.1331 | 2.3021 | 2.52 | 2.52
2025-05-13 13:00 | 1.1221 | 1.2218 | 1.8837 | 2.5191 | 2.5191 | 2.5191 | 1.9466 | 1.9744 | 1.9744 | 2.1308 | 2.3325 | 2.3325
2025-05-13 14:00 | 1.3855 | 1.5085 | 2.3258 | 3.1103 | 3.1103 | 3.1103 | 1.8397 | 1.866 | 1.866 | 2.0138 | 2.2044 | 2.2044
2025-05-13 15:00 | 1.7672 | 1.9241 | 2.9665 | 3.9671 | 3.9671 | 3.9671 | 2.2061 | 2.2376 | 2.2376 | 2.4149 | 2.6434 | 2.6434
2025-05-13 16:00 | 2.1069 | 2.2939 | 3.5367 | 4.7297 | 4.7297 | 4.7297 | 2.3359 | 2.3693 | 2.3693 | 2.557 | 2.7989 | 2.7989
2025-05-13 17:00 | 2.584 | 2.8134 | 4.3376 | 5.8007 | 5.8007 | 5.8007 | 2.5954 | 2.6325 | 2.6325 | 2.8411 | 3.1099 | 3.1099
2025-05-13 18:00 | 2.7405 | 2.9838 | 4.6003 | 6.152 | 6.152 | 6.152 | 2.6221 | 2.6596 | 2.6596 | 2.8703 | 3.142 | 3.142
2025-05-13 19:00 | 2.6832 | 2.9214 | 4.5042 | 6.0235 | 6.0235 | 6.0235 | 2.4389 | 2.4738 | 2.4738 | 2.6698 | 2.9224 | 2.9224
2025-05-13 20:00 | 2.5 | 2.722 | 4.1967 | 5.6122 | 5.6122 | 5.6122 | 2.2328 | 2.2647 | 2.2647 | 2.4442 | 2.6755 | 2.6755
2025-05-13 21:00 | 2.3664 | 2.5765 | 3.9724 | 5.3123 | 5.3123 | 5.3123 | 2.0534 | 2.0828 | 2.0828 | 2.2478 | 2.4605 | 2.4605
2025-05-13 22:00 | 2.0992 | 2.2856 | 3.5239 | 4.7126 | 4.7126 | 4.7126 | 1.9313 | 1.9589 | 1.9589 | 2.1141 | 2.3142 | 2.3142
2025-05-13 23:00 | 1.8817 | 2.0487 | 3.1587 | 4.2242 | 4.2242 | 4.2242 | 1.6107 | 1.6337 | 1.6337 | 1.7631 | 1.93 | 1.93
2025-05-14 | 1.5725 | 1.7121 | 2.6397 | 3.5301 | 3.5301 | 3.5301 | 1.4351 | 1.4556 | 1.4556 | 1.571 | 1.7196 | 1.7196
2025-05-14 01:00 | 1.4313 | 1.5584 | 2.4027 | 3.2131 | 3.2131 | 3.2131 | 1.3893 | 1.4092 | 1.4092 | 1.5208 | 1.6647 | 1.6647
2025-05-14 02:00 | 1.3893 | 1.5127 | 2.3322 | 3.1189 | 3.1189 | 3.1189 | 1.3473 | 1.3666 | 1.3666 | 1.4749 | 1.6144 | 1.6144
2025-05-14 03:00 | 1.3473 | 1.4669 | 2.2617 | 3.0246 | 3.0246 | 3.0246 | 1.2748 | 1.293 | 1.293 | 1.3955 | 1.5275 | 1.5275
2025-05-14 04:00 | 1.3473 | 1.4669 | 2.2617 | 3.0246 | 3.0246 | 3.0246 | 1.3588 | 1.3782 | 1.3782 | 1.4874 | 1.6281 | 1.6281
2025-05-14 05:00 | 1.6107 | 1.7537 | 2.7038 | 3.6158 | 3.6158 | 3.6158 | 1.8015 | 1.8273 | 1.8273 | 1.9721 | 2.1587 | 2.1587
2025-05-14 06:00 | 2.1183 | 2.3064 | 3.556 | 4.7554 | 4.7554 | 4.7554 | 2.1527 | 2.1834 | 2.1834 | 2.3564 | 2.5794 | 2.5794
2025-05-14 07:00 | 2.5 | 2.722 | 4.1967 | 5.6122 | 5.6122 | 5.6122 | 2.6031 | 2.6402 | 2.6402 | 2.8494 | 3.1191 | 3.1191
2025-05-14 08:00 | 2.542 | 2.7677 | 4.2672 | 5.7065 | 5.7065 | 5.7065 | 2.584 | 2.6209 | 2.6209 | 2.8286 | 3.0962 | 3.0962
2025-05-14 09:00 | 2.0687 | 2.2524 | 3.4727 | 4.644 | 4.644 | 4.644 | 2.5687 | 2.6054 | 2.6054 | 2.8118 | 3.0779 | 3.0779
2025-05-14 10:00 | 1.626 | 1.7703 | 2.7294 | 3.6501 | 3.6501 | 3.6501 | 2.2405 | 2.2725 | 2.2725 | 2.4525 | 2.6846 | 2.6846
2025-05-14 11:00 | 1.6374 | 1.7828 | 2.7487 | 3.6758 | 3.6758 | 3.6758 | 2.1298 | 2.1602 | 2.1602 | 2.3314 | 2.552 | 2.552
2025-05-14 12:00 | 1.1565 | 1.2592 | 1.9414 | 2.5962 | 2.5962 | 2.5962 | 1.5153 | 1.5369 | 1.5369 | 1.6587 | 1.8157 | 1.8157
2025-05-14 13:00 | 1.626 | 1.7703 | 2.7294 | 3.6501 | 3.6501 | 3.6501 | 2.126 | 2.1563 | 2.1563 | 2.3272 | 2.5474 | 2.5474
2025-05-14 14:00 | 1.7137 | 1.8659 | 2.8768 | 3.8472 | 3.8472 | 3.8472 | 2.313 | 2.346 | 2.346 | 2.5319 | 2.7715 | 2.7715
2025-05-14 15:00 | 1.5573 | 1.6955 | 2.6141 | 3.4959 | 3.4959 | 3.4959 | 2.042 | 2.0712 | 2.0712 | 2.2353 | 2.4468 | 2.4468
2025-05-14 16:00 | 2.126 | 2.3147 | 3.5688 | 4.7725 | 4.7725 | 4.7725 | 2.3931 | 2.4273 | 2.4273 | 2.6197 | 2.8675 | 2.8675
2025-05-14 17:00 | 2.7061 | 2.9464 | 4.5427 | 6.0749 | 6.0749 | 6.0749 | 2.6947 | 2.7332 | 2.7332 | 2.9497 | 3.2288 | 3.2288
2025-05-14 18:00 | 2.8168 | 3.0669 | 4.7285 | 6.3234 | 6.3234 | 6.3234 | 2.7366 | 2.7757 | 2.7757 | 2.9957 | 3.2792 | 3.2792
2025-05-14 19:00 | 2.9008 | 3.1583 | 4.8694 | 6.5119 | 6.5119 | 6.5119 | 2.5802 | 2.617 | 2.617 | 2.8244 | 3.0916 | 3.0916
2025-05-14 20:00 | 2.6718 | 2.909 | 4.485 | 5.9978 | 5.9978 | 5.9978 | 2.3664 | 2.4002 | 2.4002 | 2.5904 | 2.8355 | 2.8355
2025-05-14 21:00 | 2.4466 | 2.6638 | 4.107 | 5.4923 | 5.4923 | 5.4923 | 2.1489 | 2.1796 | 2.1796 | 2.3523 | 2.5748 | 2.5748
2025-05-14 22:00 | 2.3244 | 2.5308 | 3.902 | 5.2181 | 5.2181 | 5.2181 | 1.8893 | 1.9163 | 1.9163 | 2.0681 | 2.2639 | 2.2639
2025-05-14 23:00 | 1.8931 | 2.0612 | 3.1779 | 4.2499 | 4.2499 | 4.2499 | 1.7405 | 1.7653 | 1.7653 | 1.9052 | 2.0855 | 2.0855
2025-05-15 | 1.6412 | 1.7869 | 2.7551 | 3.6844 | 3.6844 | 3.6844 | 1.4809 | 1.5021 | 1.5021 | 1.6211 | 1.7745 | 1.7745
2025-05-15 01:00 | 1.4618 | 1.5916 | 2.4539 | 3.2817 | 3.2817 | 3.2817 | 1.4084 | 1.4285 | 1.4285 | 1.5417 | 1.6876 | 1.6876
2025-05-15 02:00 | 1.4198 | 1.5459 | 2.3835 | 3.1874 | 3.1874 | 3.1874 | 1.4084 | 1.4285 | 1.4285 | 1.5417 | 1.6876 | 1.6876
2025-05-15 03:00 | 1.4656 | 1.5958 | 2.4603 | 3.2902 | 3.2902 | 3.2902 | 1.4084 | 1.4285 | 1.4285 | 1.5417 | 1.6876 | 1.6876
2025-05-15 04:00 | 1.4656 | 1.5958 | 2.4603 | 3.2902 | 3.2902 | 3.2902 | 1.4542 | 1.475 | 1.475 | 1.5918 | 1.7425 | 1.7425
2025-05-15 05:00 | 1.7595 | 1.9158 | 2.9537 | 3.95 | 3.95 | 3.95 | 1.8092 | 1.835 | 1.835 | 1.9804 | 2.1678 | 2.1678
2025-05-15 06:00 | 2.3511 | 2.5599 | 3.9468 | 5.2781 | 5.2781 | 5.2781 | 2.5076 | 2.5435 | 2.5435 | 2.745 | 3.0048 | 3.0048
2025-05-15 07:00 | 2.645 | 2.8799 | 4.4402 | 5.9378 | 5.9378 | 5.9378 | 2.8206 | 2.8609 | 2.8609 | 3.0876 | 3.3798 | 3.3798
2025-05-15 08:00 | 2.0611 | 2.2441 | 3.4599 | 4.6269 | 4.6269 | 4.6269 | 2.5038 | 2.5396 | 2.5396 | 2.7408 | 3.0002 | 3.0002
2025-05-15 09:00 | 1.3969 | 1.521 | 2.345 | 3.136 | 3.136 | 3.136 | 1.9962 | 2.0247 | 2.0247 | 2.1851 | 2.3919 | 2.3919
2025-05-15 10:00 | 0.87405 | 0.95164 | 1.4672 | 1.9621 | 1.9621 | 1.9621 | 1.7252 | 1.7498 | 1.7498 | 1.8885 | 2.0672 | 2.0672
2025-05-15 11:00 | 1.4389 | 1.5667 | 2.4155 | 3.2302 | 3.2302 | 3.2302 | 1.8397 | 1.866 | 1.866 | 2.0138 | 2.2044 | 2.2044
2025-05-15 12:00 | 1.4924 | 1.6249 | 2.5052 | 3.3502 | 3.3502 | 3.3502 | 2.0038 | 2.0324 | 2.0324 | 2.1935 | 2.4011 | 2.4011
2025-05-15 13:00 | 1.4733 | 1.6041 | 2.4732 | 3.3074 | 3.3074 | 3.3074 | 1.355 | 1.3743 | 1.3743 | 1.4832 | 1.6236 | 1.6236
2025-05-15 14:00 | 0.96565 | 1.0514 | 1.621 | 2.1678 | 2.1678 | 2.1678 | 1.6794 | 1.7034 | 1.7034 | 1.8384 | 2.0123 | 2.0123
2025-05-15 15:00 | 1.4809 | 1.6124 | 2.486 | 3.3245 | 3.3245 | 3.3245 | 2.0076 | 2.0363 | 2.0363 | 2.1977 | 2.4056 | 2.4056
2025-05-15 16:00 | 1.9962 | 2.1734 | 3.3509 | 4.4812 | 4.4812 | 4.4812 | 2.2786 | 2.3112 | 2.3112 | 2.4943 | 2.7303 | 2.7303
2025-05-15 17:00 | 2.6641 | 2.9006 | 4.4722 | 5.9807 | 5.9807 | 5.9807 | 2.6527 | 2.6906 | 2.6906 | 2.9038 | 3.1785 | 3.1785
2025-05-15 18:00 | 2.7557 | 3.0004 | 4.626 | 6.1863 | 6.1863 | 6.1863 | 2.6336 | 2.6712 | 2.6712 | 2.8829 | 3.1557 | 3.1557
2025-05-15 19:00 | 2.8092 | 3.0586 | 4.7157 | 6.3063 | 6.3063 | 6.3063 | 2.5992 | 2.6364 | 2.6364 | 2.8453 | 3.1145 | 3.1145
2025-05-15 20:00 | 2.5611 | 2.7884 | 4.2992 | 5.7493 | 5.7493 | 5.7493 | 2.3244 | 2.3576 | 2.3576 | 2.5444 | 2.7852 | 2.7852
2025-05-15 21:00 | 2.3969 | 2.6097 | 4.0237 | 5.3809 | 5.3809 | 5.3809 | 2.2023 | 2.2338 | 2.2338 | 2.4107 | 2.6389 | 2.6389
2025-05-15 22:00 | 2.1069 | 2.2939 | 3.5367 | 4.7297 | 4.7297 | 4.7297 | 1.8969 | 1.924 | 1.924 | 2.0765 | 2.273 | 2.273
2025-05-15 23:00 | 1.9389 | 2.1111 | 3.2548 | 4.3527 | 4.3527 | 4.3527 | 1.6679 | 1.6918 | 1.6918 | 1.8258 | 1.9986 | 1.9986
2025-05-16 | 1.6069 | 1.7495 | 2.6974 | 3.6073 | 3.6073 | 3.6073 | 1.5267 | 1.5485 | 1.5485 | 1.6712 | 1.8294 | 1.8294
2025-05-16 01:00 | 1.5229 | 1.6581 | 2.5565 | 3.4188 | 3.4188 | 3.4188 | 1.5 | 1.5214 | 1.5214 | 1.642 | 1.7974 | 1.7974
2025-05-16 02:00 | 1.4427 | 1.5708 | 2.4219 | 3.2388 | 3.2388 | 3.2388 | 1.4885 | 1.5098 | 1.5098 | 1.6294 | 1.7836 | 1.7836
2025-05-16 03:00 | 1.3893 | 1.5127 | 2.3322 | 3.1189 | 3.1189 | 3.1189 | 1.3969 | 1.4169 | 1.4169 | 1.5292 | 1.6739 | 1.6739
2025-05-16 04:00 | 1.4733 | 1.6041 | 2.4732 | 3.3074 | 3.3074 | 3.3074 | 1.416 | 1.4363 | 1.4363 | 1.5501 | 1.6967 | 1.6967
2025-05-16 05:00 | 1.6527 | 1.7994 | 2.7743 | 3.7101 | 3.7101 | 3.7101 | 1.8092 | 1.835 | 1.835 | 1.9804 | 2.1678 | 2.1678
2025-05-16 06:00 | 2.3053 | 2.51 | 3.8699 | 5.1753 | 5.1753 | 5.1753 | 2.3092 | 2.3422 | 2.3422 | 2.5277 | 2.7669 | 2.7669
2025-05-16 07:00 | 2.5076 | 2.7303 | 4.2095 | 5.6294 | 5.6294 | 5.6294 | 2.6527 | 2.6906 | 2.6906 | 2.9038 | 3.1785 | 3.1785
2025-05-16 08:00 | 2.3969 | 2.6097 | 4.0237 | 5.3809 | 5.3809 | 5.3809 | 2.645 | 2.6828 | 2.6828 | 2.8954 | 3.1694 | 3.1694
2025-05-16 09:00 | 1.5076 | 1.6415 | 2.5308 | 3.3845 | 3.3845 | 3.3845 | 2.2252 | 2.257 | 2.257 | 2.4358 | 2.6663 | 2.6663
2025-05-16 10:00 | 1.2939 | 1.4088 | 2.172 | 2.9047 | 2.9047 | 2.9047 | 2.0076 | 2.0363 | 2.0363 | 2.1977 | 2.4056 | 2.4056
2025-05-16 11:00 | 1.4084 | 1.5334 | 2.3642 | 3.1617 | 3.1617 | 3.1617 | 1.6794 | 1.7034 | 1.7034 | 1.8384 | 2.0123 | 2.0123
2025-05-16 12:00 | 1.3588 | 1.4794 | 2.2809 | 3.0503 | 3.0503 | 3.0503 | 2.0802 | 2.1099 | 2.1099 | 2.2771 | 2.4925 | 2.4925
2025-05-16 13:00 | 1.3779 | 1.5002 | 2.313 | 3.0932 | 3.0932 | 3.0932 | 1.687 | 1.7111 | 1.7111 | 1.8467 | 2.0215 | 2.0215
2025-05-16 14:00 | 1.6908 | 1.841 | 2.8384 | 3.7958 | 3.7958 | 3.7958 | 2.0687 | 2.0983 | 2.0983 | 2.2645 | 2.4788 | 2.4788
2025-05-16 15:00 | 1.9695 | 2.1443 | 3.3061 | 4.4212 | 4.4212 | 4.4212 | 2.0802 | 2.1099 | 2.1099 | 2.2771 | 2.4925 | 2.4925
2025-05-16 16:00 | 2.1603 | 2.3521 | 3.6265 | 4.8497 | 4.8497 | 4.8497 | 2.3511 | 2.3847 | 2.3847 | 2.5737 | 2.8172 | 2.8172
2025-05-16 17:00 | 2.584 | 2.8134 | 4.3376 | 5.8007 | 5.8007 | 5.8007 | 2.6832 | 2.7215 | 2.7215 | 2.9372 | 3.2151 | 3.2151
2025-05-16 18:00 | 2.7405 | 2.9838 | 4.6003 | 6.152 | 6.152 | 6.152 | 2.6527 | 2.6906 | 2.6906 | 2.9038 | 3.1785 | 3.1785
2025-05-16 19:00 | 2.7023 | 2.9422 | 4.5363 | 6.0664 | 6.0664 | 6.0664 | 2.2863 | 2.3189 | 2.3189 | 2.5027 | 2.7395 | 2.7395
2025-05-16 20:00 | 2.6756 | 2.9131 | 4.4914 | 6.0064 | 6.0064 | 6.0064 | 2.1908 | 2.2221 | 2.2221 | 2.3982 | 2.6252 | 2.6252
2025-05-16 21:00 | 2.5229 | 2.7469 | 4.2351 | 5.6636 | 5.6636 | 5.6636 | 2.0305 | 2.0595 | 2.0595 | 2.2227 | 2.4331 | 2.4331
2025-05-16 22:00 | 2.4618 | 2.6804 | 4.1326 | 5.5266 | 5.5266 | 5.5266 | 1.9275 | 1.955 | 1.955 | 2.1099 | 2.3096 | 2.3096
2025-05-16 23:00 | 2.1298 | 2.3189 | 3.5752 | 4.7811 | 4.7811 | 4.7811 | 1.7863 | 1.8118 | 1.8118 | 1.9553 | 2.1404 | 2.1404
2025-05-17 | 1.855 | 2.0196 | 3.1139 | 4.1642 | 4.1642 | 4.1642 | 1.5878 | 1.6105 | 1.6105 | 1.7381 | 1.9026 | 1.9026
2025-05-17 01:00 | 1.7366 | 1.8908 | 2.9153 | 3.8986 | 3.8986 | 3.8986 | 1.5076 | 1.5292 | 1.5292 | 1.6503 | 1.8065 | 1.8065
2025-05-17 02:00 | 1.6069 | 1.7495 | 2.6974 | 3.6073 | 3.6073 | 3.6073 | 1.4847 | 1.5059 | 1.5059 | 1.6253 | 1.7791 | 1.7791
2025-05-17 03:00 | 1.5763 | 1.7163 | 2.6462 | 3.5387 | 3.5387 | 3.5387 | 1.5153 | 1.5369 | 1.5369 | 1.6587 | 1.8157 | 1.8157
2025-05-17 04:00 | 1.5763 | 1.7163 | 2.6462 | 3.5387 | 3.5387 | 3.5387 | 1.5 | 1.5214 | 1.5214 | 1.642 | 1.7974 | 1.7974
2025-05-17 05:00 | 1.855 | 2.0196 | 3.1139 | 4.1642 | 4.1642 | 4.1642 | 1.6794 | 1.7034 | 1.7034 | 1.8384 | 2.0123 | 2.0123
2025-05-17 06:00 | 2.1565 | 2.3479 | 3.62 | 4.8411 | 4.8411 | 4.8411 | 1.9389 | 1.9666 | 1.9666 | 2.1225 | 2.3233 | 2.3233
2025-05-17 07:00 | 2.4733 | 2.6929 | 4.1518 | 5.5523 | 5.5523 | 5.5523 | 2.5 | 2.5357 | 2.5357 | 2.7366 | 2.9956 | 2.9956
2025-05-17 08:00 | 2.2061 | 2.402 | 3.7033 | 4.9525 | 4.9525 | 4.9525 | 3.5649 | 3.6158 | 3.6158 | 3.9023 | 4.2716 | 4.2716
2025-05-17 09:00 | 1.9237 | 2.0944 | 3.2292 | 4.3184 | 4.3184 | 4.3184 | 2.3168 | 2.3499 | 2.3499 | 2.5361 | 2.7761 | 2.7761
2025-05-17 10:00 | 2.0496 | 2.2316 | 3.4406 | 4.6012 | 4.6012 | 4.6012 | 2.3168 | 2.3499 | 2.3499 | 2.5361 | 2.7761 | 2.7761
2025-05-17 11:00 | 1.874 | 2.0404 | 3.1459 | 4.207 | 4.207 | 4.207 | 2.0191 | 2.0479 | 2.0479 | 2.2102 | 2.4193 | 2.4193
2025-05-17 12:00 | 1.0038 | 1.0929 | 1.6851 | 2.2535 | 2.2535 | 2.2535 | 1.1603 | 1.1769 | 1.1769 | 1.2701 | 1.3903 | 1.3903
2025-05-17 13:00 | 1 | 1.0888 | 1.6787 | 2.2449 | 2.2449 | 2.2449 | 1.084 | 1.0995 | 1.0995 | 1.1866 | 1.2989 | 1.2989
2025-05-17 14:00 | 1.2939 | 1.4088 | 2.172 | 2.9047 | 2.9047 | 2.9047 | 2.5725 | 2.6093 | 2.6093 | 2.816 | 3.0825 | 3.0825
2025-05-17 15:00 | 1.8092 | 1.9698 | 3.037 | 4.0614 | 4.0614 | 4.0614 | 1.7786 | 1.804 | 1.804 | 1.947 | 2.1312 | 2.1312
2025-05-17 16:00 | 2.3473 | 2.5557 | 3.9404 | 5.2695 | 5.2695 | 5.2695 | 2.1641 | 2.195 | 2.195 | 2.369 | 2.5931 | 2.5931
2025-05-17 17:00 | 3.0267 | 3.2954 | 5.0809 | 6.7947 | 6.7947 | 6.7947 | 2.5229 | 2.5589 | 2.5589 | 2.7617 | 3.023 | 3.023
2025-05-17 18:00 | 3.0038 | 3.2705 | 5.0424 | 6.7433 | 6.7433 | 6.7433 | 2.584 | 2.6209 | 2.6209 | 2.8286 | 3.0962 | 3.0962
2025-05-17 19:00 | 2.8664 | 3.1209 | 4.8118 | 6.4348 | 6.4348 | 6.4348 | 2.4046 | 2.4389 | 2.4389 | 2.6322 | 2.8813 | 2.8813
2025-05-17 20:00 | 2.5153 | 2.7386 | 4.2223 | 5.6465 | 5.6465 | 5.6465 | 2.3092 | 2.3422 | 2.3422 | 2.5277 | 2.7669 | 2.7669
2025-05-17 21:00 | 2.4809 | 2.7012 | 4.1647 | 5.5694 | 5.5694 | 5.5694 | 2.126 | 2.1563 | 2.1563 | 2.3272 | 2.5474 | 2.5474
2025-05-17 22:00 | 2.4351 | 2.6513 | 4.0878 | 5.4666 | 5.4666 | 5.4666 | 2.0725 | 2.1021 | 2.1021 | 2.2687 | 2.4834 | 2.4834
2025-05-17 23:00 | 2.1718 | 2.3646 | 3.6457 | 4.8754 | 4.8754 | 4.8754 | 1.9084 | 1.9357 | 1.9357 | 2.089 | 2.2867 | 2.2867
2025-05-18 | 1.855 | 2.0196 | 3.1139 | 4.1642 | 4.1642 | 4.1642 | 1.6489 | 1.6724 | 1.6724 | 1.8049 | 1.9757 | 1.9757
2025-05-18 01:00 | 1.771 | 1.9282 | 2.9729 | 3.9757 | 3.9757 | 3.9757 | 1.5687 | 1.5911 | 1.5911 | 1.7172 | 1.8797 | 1.8797
2025-05-18 02:00 | 1.6031 | 1.7454 | 2.691 | 3.5987 | 3.5987 | 3.5987 | 1.5076 | 1.5292 | 1.5292 | 1.6503 | 1.8065 | 1.8065
2025-05-18 03:00 | 1.5496 | 1.6872 | 2.6013 | 3.4787 | 3.4787 | 3.4787 | 1.5305 | 1.5524 | 1.5524 | 1.6754 | 1.8339 | 1.8339
2025-05-18 04:00 | 1.626 | 1.7703 | 2.7294 | 3.6501 | 3.6501 | 3.6501 | 1.5573 | 1.5795 | 1.5795 | 1.7047 | 1.866 | 1.866
2025-05-18 05:00 | 1.7214 | 1.8742 | 2.8896 | 3.8643 | 3.8643 | 3.8643 | 1.584 | 1.6066 | 1.6066 | 1.7339 | 1.898 | 1.898
2025-05-18 06:00 | 2.0344 | 2.215 | 3.415 | 4.5669 | 4.5669 | 4.5669 | 1.8282 | 1.8544 | 1.8544 | 2.0013 | 2.1907 | 2.1907
2025-05-18 07:00 | 2.2595 | 2.4601 | 3.793 | 5.0724 | 5.0724 | 5.0724 | 2.1908 | 2.2221 | 2.2221 | 2.3982 | 2.6252 | 2.6252
2025-05-18 08:00 | 2.2595 | 2.4601 | 3.793 | 5.0724 | 5.0724 | 5.0724 | 2.1985 | 2.2299 | 2.2299 | 2.4066 | 2.6343 | 2.6343
2025-05-18 09:00 | 1.7405 | 1.895 | 2.9217 | 3.9071 | 3.9071 | 3.9071 | 1.9351 | 1.9628 | 1.9628 | 2.1183 | 2.3187 | 2.3187
2025-05-18 10:00 | 1.5305 | 1.6664 | 2.5693 | 3.4359 | 3.4359 | 3.4359 | 1.4008 | 1.4208 | 1.4208 | 1.5334 | 1.6785 | 1.6785
2025-05-18 11:00 | 2.0344 | 2.215 | 3.415 | 4.5669 | 4.5669 | 4.5669 | 1.374 | 1.3937 | 1.3937 | 1.5041 | 1.6464 | 1.6464
2025-05-18 12:00 | 1.0802 | 1.176 | 1.8132 | 2.4248 | 2.4248 | 2.4248 | 1.416 | 1.4363 | 1.4363 | 1.5501 | 1.6967 | 1.6967
2025-05-18 13:00 | 1.3931 | 1.5168 | 2.3386 | 3.1274 | 3.1274 | 3.1274 | 1.7099 | 1.7344 | 1.7344 | 1.8718 | 2.0489 | 2.0489
2025-05-18 14:00 | 2.2519 | 2.4518 | 3.7802 | 5.0553 | 5.0553 | 5.0553 | 1.9885 | 2.017 | 2.017 | 2.1768 | 2.3828 | 2.3828
2025-05-18 15:00 | 2.542 | 2.7677 | 4.2672 | 5.7065 | 5.7065 | 5.7065 | 2.1832 | 2.2144 | 2.2144 | 2.3899 | 2.616 | 2.616
2025-05-18 16:00 | 3.3435 | 3.6403 | 5.6127 | 7.5058 | 7.5058 | 7.5058 | 2.5 | 2.5357 | 2.5357 | 2.7366 | 2.9956 | 2.9956
2025-05-18 17:00 | 3.7328 | 4.0642 | 6.2662 | 8.3798 | 8.3798 | 8.3798 | 2.7023 | 2.7409 | 2.7409 | 2.9581 | 3.238 | 3.238
2025-05-18 18:00 | 3.9618 | 4.3136 | 6.6506 | 8.8939 | 8.8939 | 8.8939 | 2.7176 | 2.7564 | 2.7564 | 2.9748 | 3.2563 | 3.2563
2025-05-18 19:00 | 3.8473 | 4.1889 | 6.4584 | 8.6368 | 8.6368 | 8.6368 | 2.7824 | 2.8222 | 2.8222 | 3.0458 | 3.334 | 3.334
2025-05-18 20:00 | 3.6565 | 3.9811 | 6.1381 | 8.2084 | 8.2084 | 8.2084 | 2.4924 | 2.528 | 2.528 | 2.7283 | 2.9865 | 2.9865
2025-05-18 21:00 | 3.2939 | 3.5863 | 5.5294 | 7.3944 | 7.3944 | 7.3944 | 2.2672 | 2.2996 | 2.2996 | 2.4818 | 2.7166 | 2.7166
2025-05-18 22:00 | 2.8893 | 3.1458 | 4.8502 | 6.4862 | 6.4862 | 6.4862 | 2.1221 | 2.1525 | 2.1525 | 2.323 | 2.5428 | 2.5428
2025-05-18 23:00 | 2.4466 | 2.6638 | 4.107 | 5.4923 | 5.4923 | 5.4923 | 1.9733 | 2.0015 | 2.0015 | 2.1601 | 2.3645 | 2.3645
2025-05-19 | 1.9695 | 2.1443 | 3.3061 | 4.4212 | 4.4212 | 4.4212 | 1.7519 | 1.7769 | 1.7769 | 1.9177 | 2.0992 | 2.0992
2025-05-19 01:00 | 1.8321 | 1.9947 | 3.0754 | 4.1128 | 4.1128 | 4.1128 | 1.6718 | 1.6956 | 1.6956 | 1.83 | 2.0032 | 2.0032
2025-05-19 02:00 | 1.7634 | 1.9199 | 2.9601 | 3.9586 | 3.9586 | 3.9586 | 1.6145 | 1.6376 | 1.6376 | 1.7673 | 1.9346 | 1.9346
2025-05-19 03:00 | 1.7214 | 1.8742 | 2.8896 | 3.8643 | 3.8643 | 3.8643 | 1.7672 | 1.7924 | 1.7924 | 1.9344 | 2.1175 | 2.1175
2025-05-19 04:00 | 1.7405 | 1.895 | 2.9217 | 3.9071 | 3.9071 | 3.9071 | 1.8626 | 1.8892 | 1.8892 | 2.0389 | 2.2318 | 2.2318
2025-05-19 05:00 | 2.3053 | 2.51 | 3.8699 | 5.1753 | 5.1753 | 5.1753 | 2.271 | 2.3034 | 2.3034 | 2.486 | 2.7212 | 2.7212
2025-05-19 06:00 | 3.2595 | 3.5489 | 5.4717 | 7.3173 | 7.3173 | 7.3173 | 3.0305 | 3.0738 | 3.0738 | 3.3174 | 3.6313 | 3.6313
2025-05-19 07:00 | 3.626 | 3.9479 | 6.0868 | 8.1399 | 8.1399 | 8.1399 | 3.6031 | 3.6545 | 3.6545 | 3.9441 | 4.3173 | 4.3173
2025-05-19 08:00 | 3.3931 | 3.6944 | 5.696 | 7.6172 | 7.6172 | 7.6172 | 3.5153 | 3.5655 | 3.5655 | 3.848 | 4.2121 | 4.2121
2025-05-19 09:00 | 1.9847 | 2.1609 | 3.3317 | 4.4555 | 4.4555 | 4.4555 | 2.6908 | 2.7293 | 2.7293 | 2.9455 | 3.2243 | 3.2243
2025-05-19 10:00 | 2.1527 | 2.3438 | 3.6136 | 4.8325 | 4.8325 | 4.8325 | 2.7405 | 2.7796 | 2.7796 | 2.9999 | 3.2837 | 3.2837
2025-05-19 11:00 | 2.0687 | 2.2524 | 3.4727 | 4.644 | 4.644 | 4.644 | 2.7214 | 2.7603 | 2.7603 | 2.979 | 3.2609 | 3.2609
2025-05-19 12:00 | 2.1374 | 2.3272 | 3.588 | 4.7982 | 4.7982 | 4.7982 | 2.4389 | 2.4738 | 2.4738 | 2.6698 | 2.9224 | 2.9224
2025-05-19 13:00 | 1.8931 | 2.0612 | 3.1779 | 4.2499 | 4.2499 | 4.2499 | 2.5382 | 2.5744 | 2.5744 | 2.7784 | 3.0413 | 3.0413
2025-05-19 14:00 | 1.9733 | 2.1485 | 3.3125 | 4.4298 | 4.4298 | 4.4298 | 2.2977 | 2.3305 | 2.3305 | 2.5152 | 2.7532 | 2.7532
2025-05-19 15:00 | 2.2176 | 2.4144 | 3.7226 | 4.9782 | 4.9782 | 4.9782 | 2.5611 | 2.5977 | 2.5977 | 2.8035 | 3.0688 | 3.0688
2025-05-19 16:00 | 3.0649 | 3.337 | 5.1449 | 6.8803 | 6.8803 | 6.8803 | 3.0076 | 3.0506 | 3.0506 | 3.2923 | 3.6039 | 3.6039
2025-05-19 17:00 | 3.8626 | 4.2055 | 6.484 | 8.6711 | 8.6711 | 8.6711 | 3.4084 | 3.4571 | 3.4571 | 3.731 | 4.0841 | 4.0841
2025-05-19 18:00 | 4.0725 | 4.4341 | 6.8364 | 9.1424 | 9.1424 | 9.1424 | 3.3893 | 3.4377 | 3.4377 | 3.7101 | 4.0612 | 4.0612
2025-05-19 19:00 | 3.8626 | 4.2055 | 6.484 | 8.6711 | 8.6711 | 8.6711 | 3.1565 | 3.2016 | 3.2016 | 3.4553 | 3.7822 | 3.7822
2025-05-19 20:00 | 3.7977 | 4.1349 | 6.3751 | 8.5255 | 8.5255 | 8.5255 | 2.9962 | 3.039 | 3.039 | 3.2798 | 3.5902 | 3.5902
2025-05-19 21:00 | 3.2672 | 3.5572 | 5.4845 | 7.3345 | 7.3345 | 7.3345 | 2.5153 | 2.5512 | 2.5512 | 2.7534 | 3.0139 | 3.0139
2025-05-19 22:00 | 2.8664 | 3.1209 | 4.8118 | 6.4348 | 6.4348 | 6.4348 | 2.3206 | 2.3538 | 2.3538 | 2.5403 | 2.7807 | 2.7807
2025-05-19 23:00 | 2.2595 | 2.4601 | 3.793 | 5.0724 | 5.0724 | 5.0724 | 2.0992 | 2.1292 | 2.1292 | 2.2979 | 2.5154 | 2.5154
2025-05-20 | 1.9008 | 2.0695 | 3.1908 | 4.267 | 4.267 | 4.267 | 1.7672 | 1.7924 | 1.7924 | 1.9344 | 2.1175 | 2.1175
2025-05-20 01:00 | 1.6794 | 1.8285 | 2.8191 | 3.7701 | 3.7701 | 3.7701 | 1.687 | 1.7111 | 1.7111 | 1.8467 | 2.0215 | 2.0215
2025-05-20 02:00 | 1.6412 | 1.7869 | 2.7551 | 3.6844 | 3.6844 | 3.6844 | 1.626 | 1.6492 | 1.6492 | 1.7799 | 1.9483 | 1.9483
2025-05-20 03:00 | 1.6603 | 1.8077 | 2.7871 | 3.7272 | 3.7272 | 3.7272 | 1.7023 | 1.7266 | 1.7266 | 1.8634 | 2.0398 | 2.0398
2025-05-20 04:00 | 1.7977 | 1.9573 | 3.0178 | 4.0357 | 4.0357 | 4.0357 | 1.8282 | 1.8544 | 1.8544 | 2.0013 | 2.1907 | 2.1907
2025-05-20 05:00 | 2.2252 | 2.4227 | 3.7354 | 4.9953 | 4.9953 | 4.9953 | 2.3015 | 2.3344 | 2.3344 | 2.5194 | 2.7578 | 2.7578
2025-05-20 06:00 | 2.9695 | 3.2331 | 4.9848 | 6.6661 | 6.6661 | 6.6661 | 3.0153 | 3.0583 | 3.0583 | 3.3007 | 3.613 | 3.613
2025-05-20 07:00 | 3.458 | 3.765 | 5.8049 | 7.7629 | 7.7629 | 7.7629 | 3.4962 | 3.5461 | 3.5461 | 3.8271 | 4.1893 | 4.1893
2025-05-20 08:00 | 3.2557 | 3.5448 | 5.4653 | 7.3088 | 7.3088 | 7.3088 | 3.3588 | 3.4068 | 3.4068 | 3.6767 | 4.0246 | 4.0246
2025-05-20 09:00 | 2.2405 | 2.4394 | 3.761 | 5.0296 | 5.0296 | 5.0296 | 3 | 3.0429 | 3.0429 | 3.284 | 3.5947 | 3.5947
2025-05-20 10:00 | 1.3359 | 1.4545 | 2.2425 | 2.9989 | 2.9989 | 2.9989 | 2.1489 | 2.1796 | 2.1796 | 2.3523 | 2.5748 | 2.5748
2025-05-20 11:00 | 1.4618 | 1.5916 | 2.4539 | 3.2817 | 3.2817 | 3.2817 | 2.1679 | 2.1989 | 2.1989 | 2.3731 | 2.5977 | 2.5977
2025-05-20 12:00 | 1.6718 | 1.8202 | 2.8063 | 3.7529 | 3.7529 | 3.7529 | 2.4466 | 2.4815 | 2.4815 | 2.6781 | 2.9316 | 2.9316
2025-05-20 13:00 | 1.8206 | 1.9822 | 3.0562 | 4.0871 | 4.0871 | 4.0871 | 2.3779 | 2.4118 | 2.4118 | 2.6029 | 2.8493 | 2.8493
2025-05-20 14:00 | 1.7023 | 1.8534 | 2.8576 | 3.8215 | 3.8215 | 3.8215 | 2.2634 | 2.2957 | 2.2957 | 2.4776 | 2.712 | 2.712
2025-05-20 15:00 | 2.2214 | 2.4186 | 3.729 | 4.9868 | 4.9868 | 4.9868 | 2.5992 | 2.6364 | 2.6364 | 2.8453 | 3.1145 | 3.1145
2025-05-20 16:00 | 2.7443 | 2.9879 | 4.6067 | 6.1606 | 6.1606 | 6.1606 | 2.7939 | 2.8338 | 2.8338 | 3.0584 | 3.3478 | 3.3478
2025-05-20 17:00 | 3.6489 | 3.9728 | 6.1252 | 8.1913 | 8.1913 | 8.1913 | 3.2137 | 3.2597 | 3.2597 | 3.5179 | 3.8508 | 3.8508
2025-05-20 18:00 | 3.7557 | 4.0892 | 6.3046 | 8.4312 | 8.4312 | 8.4312 | 3.2481 | 3.2945 | 3.2945 | 3.5555 | 3.892 | 3.892
2025-05-20 19:00 | 3.6069 | 3.9271 | 6.0548 | 8.097 | 8.097 | 8.097 | 3.042 | 3.0854 | 3.0854 | 3.3299 | 3.645 | 3.645
2025-05-20 20:00 | 3.4427 | 3.7484 | 5.7793 | 7.7286 | 7.7286 | 7.7286 | 2.7901 | 2.8299 | 2.8299 | 3.0542 | 3.3432 | 3.3432
2025-05-20 21:00 | 3.0649 | 3.337 | 5.1449 | 6.8803 | 6.8803 | 6.8803 | 2.6641 | 2.7022 | 2.7022 | 2.9163 | 3.1923 | 3.1923
2025-05-20 22:00 | 2.7481 | 2.9921 | 4.6132 | 6.1692 | 6.1692 | 6.1692 | 2.2519 | 2.2841 | 2.2841 | 2.4651 | 2.6983 | 2.6983
2025-05-20 23:00 | 2.1947 | 2.3895 | 3.6841 | 4.9268 | 4.9268 | 4.9268 | 2.0076 | 2.0363 | 2.0363 | 2.1977 | 2.4056 | 2.4056
2025-05-21 | 1.9466 | 2.1194 | 3.2676 | 4.3698 | 4.3698 | 4.3698 | 1.7443 | 1.7692 | 1.7692 | 1.9094 | 2.0901 | 2.0901
2025-05-21 01:00 | 1.7519 | 1.9074 | 2.9409 | 3.9328 | 3.9328 | 3.9328 | 1.7443 | 1.7692 | 1.7692 | 1.9094 | 2.0901 | 2.0901
2025-05-21 02:00 | 1.6794 | 1.8285 | 2.8191 | 3.7701 | 3.7701 | 3.7701 | 1.6832 | 1.7073 | 1.7073 | 1.8425 | 2.0169 | 2.0169
2025-05-21 03:00 | 1.6603 | 1.8077 | 2.7871 | 3.7272 | 3.7272 | 3.7272 | 1.626 | 1.6492 | 1.6492 | 1.7799 | 1.9483 | 1.9483
2025-05-21 04:00 | 1.7061 | 1.8576 | 2.864 | 3.83 | 3.83 | 3.83 | 1.7328 | 1.7576 | 1.7576 | 1.8968 | 2.0763 | 2.0763
2025-05-21 05:00 | 2.0802 | 2.2648 | 3.4919 | 4.6697 | 4.6697 | 4.6697 | 2.2405 | 2.2725 | 2.2725 | 2.4525 | 2.6846 | 2.6846
2025-05-21 06:00 | 2.9771 | 3.2414 | 4.9976 | 6.6833 | 6.6833 | 6.6833 | 2.8244 | 2.8648 | 2.8648 | 3.0918 | 3.3843 | 3.3843
2025-05-21 07:00 | 3.2405 | 3.5281 | 5.4397 | 7.2745 | 7.2745 | 7.2745 | 3.2634 | 3.31 | 3.31 | 3.5723 | 3.9103 | 3.9103
2025-05-21 08:00 | 2.8321 | 3.0835 | 4.7541 | 6.3577 | 6.3577 | 6.3577 | 3.1031 | 3.1474 | 3.1474 | 3.3968 | 3.7182 | 3.7182
2025-05-21 09:00 | 1.9656 | 2.1402 | 3.2997 | 4.4127 | 4.4127 | 4.4127 | 2.6985 | 2.737 | 2.737 | 2.9539 | 3.2334 | 3.2334
2025-05-21 10:00 | 2.229 | 2.4269 | 3.7418 | 5.0039 | 5.0039 | 5.0039 | 2.6565 | 2.6944 | 2.6944 | 2.9079 | 3.1831 | 3.1831
2025-05-21 11:00 | 1.9427 | 2.1152 | 3.2612 | 4.3613 | 4.3613 | 4.3613 | 2.6336 | 2.6712 | 2.6712 | 2.8829 | 3.1557 | 3.1557
2025-05-21 12:00 | 2.1412 | 2.3313 | 3.5944 | 4.8068 | 4.8068 | 4.8068 | 2.8015 | 2.8416 | 2.8416 | 3.0667 | 3.3569 | 3.3569
2025-05-21 13:00 | 1.7366 | 1.8908 | 2.9153 | 3.8986 | 3.8986 | 3.8986 | 2.3817 | 2.4157 | 2.4157 | 2.6071 | 2.8538 | 2.8538
2025-05-21 14:00 | 1.9885 | 2.1651 | 3.3381 | 4.4641 | 4.4641 | 4.4641 | 2.4542 | 2.4893 | 2.4893 | 2.6865 | 2.9407 | 2.9407
2025-05-21 15:00 | 2.3702 | 2.5807 | 3.9788 | 5.3209 | 5.3209 | 5.3209 | 2.6908 | 2.7293 | 2.7293 | 2.9455 | 3.2243 | 3.2243
2025-05-21 16:00 | 2.771 | 3.017 | 4.6516 | 6.2206 | 6.2206 | 6.2206 | 2.8931 | 2.9345 | 2.9345 | 3.167 | 3.4667 | 3.4667
2025-05-21 17:00 | 3.4695 | 3.7775 | 5.8241 | 7.7886 | 7.7886 | 7.7886 | 3.0878 | 3.1319 | 3.1319 | 3.3801 | 3.6999 | 3.6999
2025-05-21 18:00 | 3.542 | 3.8564 | 5.9458 | 7.9514 | 7.9514 | 7.9514 | 3.0573 | 3.1009 | 3.1009 | 3.3466 | 3.6633 | 3.6633
2025-05-21 19:00 | 3.4656 | 3.7733 | 5.8177 | 7.78 | 7.78 | 7.78 | 2.8206 | 2.8609 | 2.8609 | 3.0876 | 3.3798 | 3.3798
2025-05-21 20:00 | 3.126 | 3.4035 | 5.2475 | 7.0174 | 7.0174 | 7.0174 | 2.6336 | 2.6712 | 2.6712 | 2.8829 | 3.1557 | 3.1557
2025-05-21 21:00 | 2.7672 | 3.0128 | 4.6452 | 6.212 | 6.212 | 6.212 | 2.4427 | 2.4776 | 2.4776 | 2.674 | 2.927 | 2.927
2025-05-21 22:00 | 2.4008 | 2.6139 | 4.0301 | 5.3895 | 5.3895 | 5.3895 | 2.2176 | 2.2492 | 2.2492 | 2.4275 | 2.6572 | 2.6572
2025-05-21 23:00 | 2.1603 | 2.3521 | 3.6265 | 4.8497 | 4.8497 | 4.8497 | 1.7977 | 1.8234 | 1.8234 | 1.9679 | 2.1541 | 2.1541
2025-05-22 | 1.7023 | 1.8534 | 2.8576 | 3.8215 | 3.8215 | 3.8215 | 1.5687 | 1.5911 | 1.5911 | 1.7172 | 1.8797 | 1.8797
2025-05-22 01:00 | 1.6298 | 1.7745 | 2.7359 | 3.6587 | 3.6587 | 3.6587 | 1.4809 | 1.5021 | 1.5021 | 1.6211 | 1.7745 | 1.7745
2025-05-22 02:00 | 1.542 | 1.6789 | 2.5885 | 3.4616 | 3.4616 | 3.4616 | 1.4046 | 1.4246 | 1.4246 | 1.5375 | 1.683 | 1.683
2025-05-22 03:00 | 1.4809 | 1.6124 | 2.486 | 3.3245 | 3.3245 | 3.3245 | 1.4504 | 1.4711 | 1.4711 | 1.5877 | 1.7379 | 1.7379
2025-05-22 04:00 | 1.5649 | 1.7038 | 2.6269 | 3.513 | 3.513 | 3.513 | 1.4962 | 1.5176 | 1.5176 | 1.6378 | 1.7928 | 1.7928
2025-05-22 05:00 | 1.9237 | 2.0944 | 3.2292 | 4.3184 | 4.3184 | 4.3184 | 1.874 | 1.9008 | 1.9008 | 2.0514 | 2.2456 | 2.2456
2025-05-22 06:00 | 2.5534 | 2.7801 | 4.2864 | 5.7322 | 5.7322 | 5.7322 | 2.3969 | 2.4312 | 2.4312 | 2.6238 | 2.8721 | 2.8721
2025-05-22 07:00 | 2.8282 | 3.0793 | 4.7477 | 6.3491 | 6.3491 | 6.3491 | 2.9504 | 2.9925 | 2.9925 | 3.2297 | 3.5353 | 3.5353
2025-05-22 08:00 | 2.8702 | 3.125 | 4.8182 | 6.4434 | 6.4434 | 6.4434 | 2.8053 | 2.8454 | 2.8454 | 3.0709 | 3.3615 | 3.3615
2025-05-22 09:00 | 2.2901 | 2.4934 | 3.8443 | 5.141 | 5.141 | 5.141 | 2.9008 | 2.9422 | 2.9422 | 3.1753 | 3.4758 | 3.4758
2025-05-22 10:00 | 2.3969 | 2.6097 | 4.0237 | 5.3809 | 5.3809 | 5.3809 | 2.9008 | 2.9422 | 2.9422 | 3.1753 | 3.4758 | 3.4758
2025-05-22 11:00 | 2.4313 | 2.6471 | 4.0814 | 5.458 | 5.458 | 5.458 | 2.8511 | 2.8919 | 2.8919 | 3.121 | 3.4164 | 3.4164
2025-05-22 12:00 | 2.5458 | 2.7718 | 4.2736 | 5.7151 | 5.7151 | 5.7151 | 2.9618 | 3.0041 | 3.0041 | 3.2422 | 3.549 | 3.549
2025-05-22 13:00 | 2.4733 | 2.6929 | 4.1518 | 5.5523 | 5.5523 | 5.5523 | 2.813 | 2.8532 | 2.8532 | 3.0792 | 3.3706 | 3.3706
2025-05-22 14:00 | 2.626 | 2.8591 | 4.4081 | 5.895 | 5.895 | 5.895 | 2.9389 | 2.9809 | 2.9809 | 3.2171 | 3.5215 | 3.5215
2025-05-22 15:00 | 2.8321 | 3.0835 | 4.7541 | 6.3577 | 6.3577 | 6.3577 | 2.9466 | 2.9887 | 2.9887 | 3.2255 | 3.5307 | 3.5307
2025-05-22 16:00 | 3.1069 | 3.3827 | 5.2154 | 6.9746 | 6.9746 | 6.9746 | 3.0076 | 3.0506 | 3.0506 | 3.2923 | 3.6039 | 3.6039
2025-05-22 17:00 | 3.5573 | 3.8731 | 5.9715 | 7.9857 | 7.9857 | 7.9857 | 3.2481 | 3.2945 | 3.2945 | 3.5555 | 3.892 | 3.892
2025-05-22 18:00 | 3.7099 | 4.0393 | 6.2278 | 8.3284 | 8.3284 | 8.3284 | 3.1985 | 3.2442 | 3.2442 | 3.5012 | 3.8325 | 3.8325
2025-05-22 19:00 | 3.6527 | 3.977 | 6.1316 | 8.1999 | 8.1999 | 8.1999 | 2.9198 | 2.9616 | 2.9616 | 3.1962 | 3.4987 | 3.4987
2025-05-22 20:00 | 3.3244 | 3.6196 | 5.5806 | 7.463 | 7.463 | 7.463 | 2.7634 | 2.8028 | 2.8028 | 3.0249 | 3.3112 | 3.3112
2025-05-22 21:00 | 2.9198 | 3.1791 | 4.9015 | 6.5547 | 6.5547 | 6.5547 | 2.5153 | 2.5512 | 2.5512 | 2.7534 | 3.0139 | 3.0139
2025-05-22 22:00 | 2.5305 | 2.7552 | 4.2479 | 5.6808 | 5.6808 | 5.6808 | 2.2099 | 2.2415 | 2.2415 | 2.4191 | 2.648 | 2.648
2025-05-22 23:00 | 2.2824 | 2.4851 | 3.8315 | 5.1238 | 5.1238 | 5.1238 | 1.9275 | 1.955 | 1.955 | 2.1099 | 2.3096 | 2.3096
2025-05-23 | 1.8206 | 1.9822 | 3.0562 | 4.0871 | 4.0871 | 4.0871 | 1.6336 | 1.6569 | 1.6569 | 1.7882 | 1.9574 | 1.9574
2025-05-23 01:00 | 1.5992 | 1.7412 | 2.6846 | 3.5901 | 3.5901 | 3.5901 | 1.5305 | 1.5524 | 1.5524 | 1.6754 | 1.8339 | 1.8339
2025-05-23 02:00 | 1.584 | 1.7246 | 2.659 | 3.5558 | 3.5558 | 3.5558 | 1.4389 | 1.4595 | 1.4595 | 1.5751 | 1.7242 | 1.7242
2025-05-23 03:00 | 1.4618 | 1.5916 | 2.4539 | 3.2817 | 3.2817 | 3.2817 | 1.4389 | 1.4595 | 1.4595 | 1.5751 | 1.7242 | 1.7242
2025-05-23 04:00 | 1.4809 | 1.6124 | 2.486 | 3.3245 | 3.3245 | 3.3245 | 1.4924 | 1.5137 | 1.5137 | 1.6336 | 1.7882 | 1.7882
2025-05-23 05:00 | 1.7557 | 1.9116 | 2.9473 | 3.9414 | 3.9414 | 3.9414 | 1.8359 | 1.8621 | 1.8621 | 2.0097 | 2.1998 | 2.1998
2025-05-23 06:00 | 2.4389 | 2.6555 | 4.0942 | 5.4751 | 5.4751 | 5.4751 | 2.4122 | 2.4467 | 2.4467 | 2.6405 | 2.8904 | 2.8904
2025-05-23 07:00 | 2.8855 | 3.1417 | 4.8438 | 6.4776 | 6.4776 | 6.4776 | 2.8092 | 2.8493 | 2.8493 | 3.0751 | 3.3661 | 3.3661
2025-05-23 08:00 | 2.5878 | 2.8175 | 4.3441 | 5.8093 | 5.8093 | 5.8093 | 2.8817 | 2.9229 | 2.9229 | 3.1544 | 3.4529 | 3.4529
2025-05-23 09:00 | 2.5611 | 2.7884 | 4.2992 | 5.7493 | 5.7493 | 5.7493 | 2.8893 | 2.9306 | 2.9306 | 3.1628 | 3.4621 | 3.4621
2025-05-23 10:00 | 2.4351 | 2.6513 | 4.0878 | 5.4666 | 5.4666 | 5.4666 | 2.8321 | 2.8725 | 2.8725 | 3.1001 | 3.3935 | 3.3935
2025-05-23 11:00 | 2.2557 | 2.456 | 3.7866 | 5.0639 | 5.0639 | 5.0639 | 2.7901 | 2.8299 | 2.8299 | 3.0542 | 3.3432 | 3.3432
2025-05-23 12:00 | 2.3664 | 2.5765 | 3.9724 | 5.3123 | 5.3123 | 5.3123 | 2.8511 | 2.8919 | 2.8919 | 3.121 | 3.4164 | 3.4164
2025-05-23 13:00 | 2.0573 | 2.2399 | 3.4535 | 4.6183 | 4.6183 | 4.6183 | 2.4924 | 2.528 | 2.528 | 2.7283 | 2.9865 | 2.9865
2025-05-23 14:00 | 1.7748 | 1.9324 | 2.9793 | 3.9843 | 3.9843 | 3.9843 | 2.3702 | 2.4041 | 2.4041 | 2.5946 | 2.8401 | 2.8401
2025-05-23 15:00 | 1.9885 | 2.1651 | 3.3381 | 4.4641 | 4.4641 | 4.4641 | 2.4389 | 2.4738 | 2.4738 | 2.6698 | 2.9224 | 2.9224
2025-05-23 16:00 | 2.6603 | 2.8965 | 4.4658 | 5.9721 | 5.9721 | 5.9721 | 2.7863 | 2.8261 | 2.8261 | 3.05 | 3.3386 | 3.3386
2025-05-23 17:00 | 3.3969 | 3.6985 | 5.7024 | 7.6258 | 7.6258 | 7.6258 | 2.9046 | 2.9461 | 2.9461 | 3.1795 | 3.4804 | 3.4804
2025-05-23 18:00 | 3.2939 | 3.5863 | 5.5294 | 7.3944 | 7.3944 | 7.3944 | 2.9504 | 2.9925 | 2.9925 | 3.2297 | 3.5353 | 3.5353
2025-05-23 19:00 | 3.3626 | 3.6611 | 5.6447 | 7.5487 | 7.5487 | 7.5487 | 2.8359 | 2.8764 | 2.8764 | 3.1043 | 3.3981 | 3.3981
2025-05-23 20:00 | 3.1794 | 3.4617 | 5.3372 | 7.1374 | 7.1374 | 7.1374 | 2.7214 | 2.7603 | 2.7603 | 2.979 | 3.2609 | 3.2609
2025-05-23 21:00 | 3.1527 | 3.4326 | 5.2923 | 7.0774 | 7.0774 | 7.0774 | 2.542 | 2.5783 | 2.5783 | 2.7826 | 3.0459 | 3.0459
2025-05-23 22:00 | 2.6908 | 2.9297 | 4.517 | 6.0407 | 6.0407 | 6.0407 | 2.2786 | 2.3112 | 2.3112 | 2.4943 | 2.7303 | 2.7303
2025-05-23 23:00 | 2.2595 | 2.4601 | 3.793 | 5.0724 | 5.0724 | 5.0724 | 1.9504 | 1.9782 | 1.9782 | 2.135 | 2.337 | 2.337
2025-05-24 | 2.0344 | 2.215 | 3.415 | 4.5669 | 4.5669 | 4.5669 | 1.6679 | 1.6918 | 1.6918 | 1.8258 | 1.9986 | 1.9986
2025-05-24 01:00 | 1.7672 | 1.9241 | 2.9665 | 3.9671 | 3.9671 | 3.9671 | 1.5496 | 1.5718 | 1.5718 | 1.6963 | 1.8568 | 1.8568
2025-05-24 02:00 | 1.6718 | 1.8202 | 2.8063 | 3.7529 | 3.7529 | 3.7529 | 1.4733 | 1.4943 | 1.4943 | 1.6127 | 1.7653 | 1.7653
2025-05-24 03:00 | 1.5382 | 1.6747 | 2.5821 | 3.453 | 3.453 | 3.453 | 1.458 | 1.4788 | 1.4788 | 1.596 | 1.7471 | 1.7471
2025-05-24 04:00 | 1.584 | 1.7246 | 2.659 | 3.5558 | 3.5558 | 3.5558 | 1.4733 | 1.4943 | 1.4943 | 1.6127 | 1.7653 | 1.7653
2025-05-24 05:00 | 1.7252 | 1.8784 | 2.896 | 3.8729 | 3.8729 | 3.8729 | 1.5573 | 1.5795 | 1.5795 | 1.7047 | 1.866 | 1.866
2025-05-24 06:00 | 1.9198 | 2.0903 | 3.2228 | 4.3099 | 4.3099 | 4.3099 | 1.9122 | 1.9395 | 1.9395 | 2.0932 | 2.2913 | 2.2913
2025-05-24 07:00 | 2.2977 | 2.5017 | 3.8571 | 5.1581 | 5.1581 | 5.1581 | 2.1679 | 2.1989 | 2.1989 | 2.3731 | 2.5977 | 2.5977
2025-05-24 08:00 | 2.4542 | 2.6721 | 4.1198 | 5.5094 | 5.5094 | 5.5094 | 2.4618 | 2.497 | 2.497 | 2.6949 | 2.9499 | 2.9499
2025-05-24 09:00 | 2.4695 | 2.6887 | 4.1454 | 5.5437 | 5.5437 | 5.5437 | 2.5611 | 2.5977 | 2.5977 | 2.8035 | 3.0688 | 3.0688
2025-05-24 10:00 | 2.5 | 2.722 | 4.1967 | 5.6122 | 5.6122 | 5.6122 | 2.4198 | 2.4544 | 2.4544 | 2.6489 | 2.8996 | 2.8996
2025-05-24 11:00 | 1.9198 | 2.0903 | 3.2228 | 4.3099 | 4.3099 | 4.3099 | 2.1794 | 2.2105 | 2.2105 | 2.3857 | 2.6114 | 2.6114
2025-05-24 12:00 | 1.8473 | 2.0113 | 3.1011 | 4.1471 | 4.1471 | 4.1471 | 1.8855 | 1.9124 | 1.9124 | 2.064 | 2.2593 | 2.2593
2025-05-24 13:00 | 1.6985 | 1.8493 | 2.8512 | 3.8129 | 3.8129 | 3.8129 | 1.5076 | 1.5292 | 1.5292 | 1.6503 | 1.8065 | 1.8065
2025-05-24 14:00 | 2.145 | 2.3355 | 3.6008 | 4.8154 | 4.8154 | 4.8154 | 1.4924 | 1.5137 | 1.5137 | 1.6336 | 1.7882 | 1.7882
2025-05-24 15:00 | 2.3969 | 2.6097 | 4.0237 | 5.3809 | 5.3809 | 5.3809 | 1.9542 | 1.9821 | 1.9821 | 2.1392 | 2.3416 | 2.3416
2025-05-24 16:00 | 2.8817 | 3.1375 | 4.8374 | 6.4691 | 6.4691 | 6.4691 | 2.2939 | 2.3267 | 2.3267 | 2.511 | 2.7486 | 2.7486
2025-05-24 17:00 | 3.3588 | 3.657 | 5.6383 | 7.5401 | 7.5401 | 7.5401 | 2.5534 | 2.5899 | 2.5899 | 2.7951 | 3.0596 | 3.0596
2025-05-24 18:00 | 3.3473 | 3.6445 | 5.6191 | 7.5144 | 7.5144 | 7.5144 | 2.542 | 2.5783 | 2.5783 | 2.7826 | 3.0459 | 3.0459
2025-05-24 19:00 | 3.2099 | 3.4949 | 5.3884 | 7.2059 | 7.2059 | 7.2059 | 2.4389 | 2.4738 | 2.4738 | 2.6698 | 2.9224 | 2.9224
2025-05-24 20:00 | 3.0611 | 3.3328 | 5.1385 | 6.8718 | 6.8718 | 6.8718 | 2.3664 | 2.4002 | 2.4002 | 2.5904 | 2.8355 | 2.8355
2025-05-24 21:00 | 2.9008 | 3.1583 | 4.8694 | 6.5119 | 6.5119 | 6.5119 | 2.3206 | 2.3538 | 2.3538 | 2.5403 | 2.7807 | 2.7807
2025-05-24 22:00 | 2.7214 | 2.963 | 4.5683 | 6.1092 | 6.1092 | 6.1092 | 2.2519 | 2.2841 | 2.2841 | 2.4651 | 2.6983 | 2.6983
2025-05-24 23:00 | 2.3931 | 2.6056 | 4.0173 | 5.3723 | 5.3723 | 5.3723 | 1.9695 | 1.9976 | 1.9976 | 2.1559 | 2.3599 | 2.3599
2025-05-25 | 1.9695 | 2.1443 | 3.3061 | 4.4212 | 4.4212 | 4.4212 | 1.6756 | 1.6995 | 1.6995 | 1.8342 | 2.0077 | 2.0077
2025-05-25 01:00 | 1.8321 | 1.9947 | 3.0754 | 4.1128 | 4.1128 | 4.1128 | 1.5649 | 1.5872 | 1.5872 | 1.713 | 1.8751 | 1.8751
2025-05-25 02:00 | 1.6985 | 1.8493 | 2.8512 | 3.8129 | 3.8129 | 3.8129 | 1.7023 | 1.7266 | 1.7266 | 1.8634 | 2.0398 | 2.0398
2025-05-25 03:00 | 1.6603 | 1.8077 | 2.7871 | 3.7272 | 3.7272 | 3.7272 | 1.5802 | 1.6027 | 1.6027 | 1.7297 | 1.8934 | 1.8934
2025-05-25 04:00 | 1.6527 | 1.7994 | 2.7743 | 3.7101 | 3.7101 | 3.7101 | 1.6603 | 1.684 | 1.684 | 1.8175 | 1.9894 | 1.9894
2025-05-25 05:00 | 1.855 | 2.0196 | 3.1139 | 4.1642 | 4.1642 | 4.1642 | 1.874 | 1.9008 | 1.9008 | 2.0514 | 2.2456 | 2.2456
2025-05-25 06:00 | 2.2366 | 2.4352 | 3.7546 | 5.021 | 5.021 | 5.021 | 2.0763 | 2.106 | 2.106 | 2.2729 | 2.488 | 2.488
2025-05-25 07:00 | 2.5687 | 2.7968 | 4.312 | 5.7665 | 5.7665 | 5.7665 | 2.6374 | 2.6751 | 2.6751 | 2.8871 | 3.1602 | 3.1602
2025-05-25 08:00 | 2.3626 | 2.5723 | 3.966 | 5.3038 | 5.3038 | 5.3038 | 2.6374 | 2.6751 | 2.6751 | 2.8871 | 3.1602 | 3.1602
2025-05-25 09:00 | 1.8435 | 2.0072 | 3.0947 | 4.1385 | 4.1385 | 4.1385 | 2.2176 | 2.2492 | 2.2492 | 2.4275 | 2.6572 | 2.6572
2025-05-25 10:00 | 1.3779 | 1.5002 | 2.313 | 3.0932 | 3.0932 | 3.0932 | 1.7786 | 1.804 | 1.804 | 1.947 | 2.1312 | 2.1312
2025-05-25 11:00 | 1.4466 | 1.575 | 2.4283 | 3.2474 | 3.2474 | 3.2474 | 1.2977 | 1.3163 | 1.3163 | 1.4205 | 1.555 | 1.555
2025-05-25 12:00 | 1.0802 | 1.176 | 1.8132 | 2.4248 | 2.4248 | 2.4248 | 1.1832 | 1.2001 | 1.2001 | 1.2952 | 1.4178 | 1.4178
2025-05-25 13:00 | 1.1489 | 1.2509 | 1.9286 | 2.5791 | 2.5791 | 2.5791 | 1.2061 | 1.2233 | 1.2233 | 1.3203 | 1.4452 | 1.4452
2025-05-25 14:00 | 1.3168 | 1.4337 | 2.2105 | 2.9561 | 2.9561 | 2.9561 | 1.3473 | 1.3666 | 1.3666 | 1.4749 | 1.6144 | 1.6144
2025-05-25 15:00 | 1.7443 | 1.8991 | 2.9281 | 3.9157 | 3.9157 | 3.9157 | 1.7901 | 1.8157 | 1.8157 | 1.9595 | 2.1449 | 2.1449
2025-05-25 16:00 | 2.3664 | 2.5765 | 3.9724 | 5.3123 | 5.3123 | 5.3123 | 2.3588 | 2.3925 | 2.3925 | 2.5821 | 2.8264 | 2.8264
2025-05-25 17:00 | 2.8779 | 3.1334 | 4.831 | 6.4605 | 6.4605 | 6.4605 | 2.6527 | 2.6906 | 2.6906 | 2.9038 | 3.1785 | 3.1785
2025-05-25 18:00 | 2.8855 | 3.1417 | 4.8438 | 6.4776 | 6.4776 | 6.4776 | 2.771 | 2.8106 | 2.8106 | 3.0333 | 3.3203 | 3.3203
2025-05-25 19:00 | 2.729 | 2.9713 | 4.5811 | 6.1263 | 6.1263 | 6.1263 | 2.5992 | 2.6364 | 2.6364 | 2.8453 | 3.1145 | 3.1145
2025-05-25 20:00 | 2.6565 | 2.8923 | 4.4594 | 5.9635 | 5.9635 | 5.9635 | 2.6565 | 2.6944 | 2.6944 | 2.9079 | 3.1831 | 3.1831
2025-05-25 21:00 | 2.5725 | 2.8009 | 4.3184 | 5.775 | 5.775 | 5.775 | 2.4466 | 2.4815 | 2.4815 | 2.6781 | 2.9316 | 2.9316
2025-05-25 22:00 | 2.4885 | 2.7095 | 4.1775 | 5.5865 | 5.5865 | 5.5865 | 2.2137 | 2.2454 | 2.2454 | 2.4233 | 2.6526 | 2.6526
2025-05-25 23:00 | 2.0611 | 2.2441 | 3.4599 | 4.6269 | 4.6269 | 4.6269 | 2.0916 | 2.1215 | 2.1215 | 2.2896 | 2.5062 | 2.5062
2025-05-26 | 1.7366 | 1.8908 | 2.9153 | 3.8986 | 3.8986 | 3.8986 | 1.8473 | 1.8737 | 1.8737 | 2.0222 | 2.2135 | 2.2135
2025-05-26 01:00 | 1.5725 | 1.7121 | 2.6397 | 3.5301 | 3.5301 | 3.5301 | 1.7977 | 1.8234 | 1.8234 | 1.9679 | 2.1541 | 2.1541
2025-05-26 02:00 | 1.5763 | 1.7163 | 2.6462 | 3.5387 | 3.5387 | 3.5387 | 1.7977 | 1.8234 | 1.8234 | 1.9679 | 2.1541 | 2.1541
2025-05-26 03:00 | 1.5305 | 1.6664 | 2.5693 | 3.4359 | 3.4359 | 3.4359 | 1.9122 | 1.9395 | 1.9395 | 2.0932 | 2.2913 | 2.2913
2025-05-26 04:00 | 1.6221 | 1.7662 | 2.723 | 3.6415 | 3.6415 | 3.6415 | 2.0191 | 2.0479 | 2.0479 | 2.2102 | 2.4193 | 2.4193
2025-05-26 05:00 | 2.145 | 2.3355 | 3.6008 | 4.8154 | 4.8154 | 4.8154 | 2.5458 | 2.5822 | 2.5822 | 2.7868 | 3.0505 | 3.0505
2025-05-26 06:00 | 3.1031 | 3.3785 | 5.209 | 6.966 | 6.966 | 6.966 | 3.2137 | 3.2597 | 3.2597 | 3.5179 | 3.8508 | 3.8508
2025-05-26 07:00 | 3.3588 | 3.657 | 5.6383 | 7.5401 | 7.5401 | 7.5401 | 3.8511 | 3.9062 | 3.9062 | 4.2157 | 4.6146 | 4.6146
2025-05-26 08:00 | 3.0153 | 3.283 | 5.0617 | 6.769 | 6.769 | 6.769 | 3.7595 | 3.8133 | 3.8133 | 4.1154 | 4.5048 | 4.5048
2025-05-26 09:00 | 2.0267 | 2.2066 | 3.4022 | 4.5498 | 4.5498 | 4.5498 | 2.7901 | 2.8299 | 2.8299 | 3.0542 | 3.3432 | 3.3432
2025-05-26 10:00 | 1.5802 | 1.7204 | 2.6526 | 3.5473 | 3.5473 | 3.5473 | 2.3969 | 2.4312 | 2.4312 | 2.6238 | 2.8721 | 2.8721
2025-05-26 11:00 | 1.9313 | 2.1028 | 3.242 | 4.3356 | 4.3356 | 4.3356 | 2.4656 | 2.5009 | 2.5009 | 2.699 | 2.9544 | 2.9544
2025-05-26 12:00 | 2.0534 | 2.2357 | 3.447 | 4.6097 | 4.6097 | 4.6097 | 2.8626 | 2.9035 | 2.9035 | 3.1336 | 3.4301 | 3.4301
2025-05-26 13:00 | 2.1107 | 2.2981 | 3.5432 | 4.7383 | 4.7383 | 4.7383 | 2.8435 | 2.8841 | 2.8841 | 3.1127 | 3.4072 | 3.4072
2025-05-26 14:00 | 2.3092 | 2.5142 | 3.8763 | 5.1838 | 5.1838 | 5.1838 | 3.0649 | 3.1087 | 3.1087 | 3.355 | 3.6725 | 3.6725
2025-05-26 15:00 | 2.6336 | 2.8674 | 4.4209 | 5.9121 | 5.9121 | 5.9121 | 3.126 | 3.1706 | 3.1706 | 3.4218 | 3.7456 | 3.7456
2025-05-26 16:00 | 3.145 | 3.4243 | 5.2795 | 7.0603 | 7.0603 | 7.0603 | 3.3931 | 3.4416 | 3.4416 | 3.7143 | 4.0658 | 4.0658
2025-05-26 17:00 | 3.355 | 3.6528 | 5.6319 | 7.5315 | 7.5315 | 7.5315 | 3.313 | 3.3603 | 3.3603 | 3.6266 | 3.9697 | 3.9697
2025-05-26 18:00 | 3.4504 | 3.7567 | 5.7921 | 7.7457 | 7.7457 | 7.7457 | 3.3092 | 3.3564 | 3.3564 | 3.6224 | 3.9652 | 3.9652
2025-05-26 19:00 | 3.3397 | 3.6362 | 5.6063 | 7.4973 | 7.4973 | 7.4973 | 2.9809 | 3.0235 | 3.0235 | 3.2631 | 3.5719 | 3.5719
2025-05-26 20:00 | 2.9656 | 3.2289 | 4.9784 | 6.6576 | 6.6576 | 6.6576 | 2.8626 | 2.9035 | 2.9035 | 3.1336 | 3.4301 | 3.4301
2025-05-26 21:00 | 2.687 | 2.9256 | 4.5106 | 6.0321 | 6.0321 | 6.0321 | 2.4427 | 2.4776 | 2.4776 | 2.674 | 2.927 | 2.927
2025-05-26 22:00 | 2.2634 | 2.4643 | 3.7994 | 5.081 | 5.081 | 5.081 | 2.126 | 2.1563 | 2.1563 | 2.3272 | 2.5474 | 2.5474
2025-05-26 23:00 | 1.813 | 1.9739 | 3.0434 | 4.0699 | 4.0699 | 4.0699 | 2.0191 | 2.0479 | 2.0479 | 2.2102 | 2.4193 | 2.4193
2025-05-27 | 1.5649 | 1.7038 | 2.6269 | 3.513 | 3.513 | 3.513 | 1.645 | 1.6685 | 1.6685 | 1.8008 | 1.9712 | 1.9712
2025-05-27 01:00 | 1.3893 | 1.5127 | 2.3322 | 3.1189 | 3.1189 | 3.1189 | 1.6183 | 1.6414 | 1.6414 | 1.7715 | 1.9391 | 1.9391
2025-05-27 02:00 | 1.374 | 1.496 | 2.3066 | 3.0846 | 3.0846 | 3.0846 | 1.6412 | 1.6647 | 1.6647 | 1.7966 | 1.9666 | 1.9666
2025-05-27 03:00 | 1.4008 | 1.5251 | 2.3514 | 3.1446 | 3.1446 | 3.1446 | 1.6527 | 1.6763 | 1.6763 | 1.8091 | 1.9803 | 1.9803
2025-05-27 04:00 | 1.3893 | 1.5127 | 2.3322 | 3.1189 | 3.1189 | 3.1189 | 1.6641 | 1.6879 | 1.6879 | 1.8216 | 1.994 | 1.994
2025-05-27 05:00 | 1.8435 | 2.0072 | 3.0947 | 4.1385 | 4.1385 | 4.1385 | 2.1794 | 2.2105 | 2.2105 | 2.3857 | 2.6114 | 2.6114
2025-05-27 06:00 | 2.6679 | 2.9048 | 4.4786 | 5.9892 | 5.9892 | 5.9892 | 2.9198 | 2.9616 | 2.9616 | 3.1962 | 3.4987 | 3.4987
2025-05-27 07:00 | 2.9351 | 3.1957 | 4.9271 | 6.589 | 6.589 | 6.589 | 3.4046 | 3.4532 | 3.4532 | 3.7268 | 4.0795 | 4.0795
2025-05-27 08:00 | 2.4656 | 2.6845 | 4.139 | 5.5351 | 5.5351 | 5.5351 | 3.2405 | 3.2868 | 3.2868 | 3.5472 | 3.8829 | 3.8829
2025-05-27 09:00 | 1.9771 | 2.1526 | 3.3189 | 4.4384 | 4.4384 | 4.4384 | 2.7481 | 2.7874 | 2.7874 | 3.0082 | 3.2929 | 3.2929
2025-05-27 10:00 | 1.3321 | 1.4503 | 2.2361 | 2.9903 | 2.9903 | 2.9903 | 2.2595 | 2.2918 | 2.2918 | 2.4734 | 2.7075 | 2.7075
2025-05-27 11:00 | 1.0878 | 1.1844 | 1.826 | 2.442 | 2.442 | 2.442 | 1.8664 | 1.8931 | 1.8931 | 2.0431 | 2.2364 | 2.2364
2025-05-27 12:00 | 1.5115 | 1.6456 | 2.5372 | 3.393 | 3.393 | 3.393 | 2.0382 | 2.0673 | 2.0673 | 2.2311 | 2.4422 | 2.4422
2025-05-27 13:00 | 1.7939 | 1.9532 | 3.0114 | 4.0271 | 4.0271 | 4.0271 | 2.4084 | 2.4428 | 2.4428 | 2.6364 | 2.8858 | 2.8858
2025-05-27 14:00 | 1.9237 | 2.0944 | 3.2292 | 4.3184 | 4.3184 | 4.3184 | 2.6679 | 2.7061 | 2.7061 | 2.9205 | 3.1968 | 3.1968
2025-05-27 15:00 | 2.313 | 2.5183 | 3.8827 | 5.1924 | 5.1924 | 5.1924 | 2.9504 | 2.9925 | 2.9925 | 3.2297 | 3.5353 | 3.5353
2025-05-27 16:00 | 2.9809 | 3.2456 | 5.004 | 6.6918 | 6.6918 | 6.6918 | 3.0687 | 3.1125 | 3.1125 | 3.3592 | 3.677 | 3.677
2025-05-27 17:00 | 3.729 | 4.0601 | 6.2598 | 8.3712 | 8.3712 | 8.3712 | 3.6336 | 3.6855 | 3.6855 | 3.9775 | 4.3539 | 4.3539
2025-05-27 18:00 | 3.7252 | 4.0559 | 6.2534 | 8.3627 | 8.3627 | 8.3627 | 3.4924 | 3.5423 | 3.5423 | 3.8229 | 4.1847 | 4.1847
2025-05-27 19:00 | 3.7939 | 4.1307 | 6.3687 | 8.5169 | 8.5169 | 8.5169 | 3.313 | 3.3603 | 3.3603 | 3.6266 | 3.9697 | 3.9697
2025-05-27 20:00 | 3.5344 | 3.8481 | 5.933 | 7.9342 | 7.9342 | 7.9342 | 3.1031 | 3.1474 | 3.1474 | 3.3968 | 3.7182 | 3.7182
2025-05-27 21:00 | 3.1412 | 3.4201 | 5.2731 | 7.0517 | 7.0517 | 7.0517 | 2.7634 | 2.8028 | 2.8028 | 3.0249 | 3.3112 | 3.3112
2025-05-27 22:00 | 2.7328 | 2.9754 | 4.5875 | 6.1349 | 6.1349 | 6.1349 | 2.4504 | 2.4854 | 2.4854 | 2.6823 | 2.9361 | 2.9361
2025-05-27 23:00 | 2.2328 | 2.4311 | 3.7482 | 5.0125 | 5.0125 | 5.0125 | 2.2595 | 2.2918 | 2.2918 | 2.4734 | 2.7075 | 2.7075
2025-05-28 | 1.7901 | 1.949 | 3.005 | 4.0185 | 4.0185 | 4.0185 | 1.8397 | 1.866 | 1.866 | 2.0138 | 2.2044 | 2.2044
2025-05-28 01:00 | 1.6336 | 1.7786 | 2.7423 | 3.6672 | 3.6672 | 3.6672 | 1.6908 | 1.715 | 1.715 | 1.8509 | 2.026 | 2.026
2025-05-28 02:00 | 1.5076 | 1.6415 | 2.5308 | 3.3845 | 3.3845 | 3.3845 | 1.729 | 1.7537 | 1.7537 | 1.8927 | 2.0718 | 2.0718
2025-05-28 03:00 | 1.5725 | 1.7121 | 2.6397 | 3.5301 | 3.5301 | 3.5301 | 1.6832 | 1.7073 | 1.7073 | 1.8425 | 2.0169 | 2.0169
2025-05-28 04:00 | 1.5038 | 1.6373 | 2.5244 | 3.3759 | 3.3759 | 3.3759 | 1.7977 | 1.8234 | 1.8234 | 1.9679 | 2.1541 | 2.1541
2025-05-28 05:00 | 2.0115 | 2.19 | 3.3766 | 4.5155 | 4.5155 | 4.5155 | 2.355 | 2.3886 | 2.3886 | 2.5779 | 2.8218 | 2.8218
2025-05-28 06:00 | 2.6756 | 2.9131 | 4.4914 | 6.0064 | 6.0064 | 6.0064 | 3.1374 | 3.1822 | 3.1822 | 3.4344 | 3.7594 | 3.7594
2025-05-28 07:00 | 3.0763 | 3.3495 | 5.1642 | 6.906 | 6.906 | 6.906 | 3.5954 | 3.6468 | 3.6468 | 3.9357 | 4.3082 | 4.3082
2025-05-28 08:00 | 2.7328 | 2.9754 | 4.5875 | 6.1349 | 6.1349 | 6.1349 | 3.374 | 3.4223 | 3.4223 | 3.6934 | 4.0429 | 4.0429
2025-05-28 09:00 | 1.6489 | 1.7952 | 2.7679 | 3.7015 | 3.7015 | 3.7015 | 2.874 | 2.9151 | 2.9151 | 3.1461 | 3.4438 | 3.4438
2025-05-28 10:00 | 1.4771 | 1.6082 | 2.4796 | 3.3159 | 3.3159 | 3.3159 | 2.5458 | 2.5822 | 2.5822 | 2.7868 | 3.0505 | 3.0505
2025-05-28 11:00 | 1.187 | 1.2924 | 1.9926 | 2.6647 | 2.6647 | 2.6647 | 2.0763 | 2.106 | 2.106 | 2.2729 | 2.488 | 2.488
2025-05-28 12:00 | 1.3244 | 1.442 | 2.2233 | 2.9732 | 2.9732 | 2.9732 | 1.9389 | 1.9666 | 1.9666 | 2.1225 | 2.3233 | 2.3233
2025-05-28 13:00 | 1.1527 | 1.255 | 1.935 | 2.5876 | 2.5876 | 2.5876 | 1.8397 | 1.866 | 1.866 | 2.0138 | 2.2044 | 2.2044
2025-05-28 14:00 | 1.2557 | 1.3672 | 2.108 | 2.819 | 2.819 | 2.819 | 1.9618 | 1.9899 | 1.9899 | 2.1475 | 2.3507 | 2.3507
2025-05-28 15:00 | 1.6603 | 1.8077 | 2.7871 | 3.7272 | 3.7272 | 3.7272 | 2.3893 | 2.4235 | 2.4235 | 2.6155 | 2.863 | 2.863
2025-05-28 16:00 | 2.3511 | 2.5599 | 3.9468 | 5.2781 | 5.2781 | 5.2781 | 2.9504 | 2.9925 | 2.9925 | 3.2297 | 3.5353 | 3.5353
2025-05-28 17:00 | 3.0878 | 3.3619 | 5.1834 | 6.9318 | 6.9318 | 6.9318 | 3.3092 | 3.3564 | 3.3564 | 3.6224 | 3.9652 | 3.9652
2025-05-28 18:00 | 3.1336 | 3.4118 | 5.2603 | 7.0346 | 7.0346 | 7.0346 | 3.2863 | 3.3332 | 3.3332 | 3.5973 | 3.9377 | 3.9377
2025-05-28 19:00 | 3.2061 | 3.4907 | 5.382 | 7.1974 | 7.1974 | 7.1974 | 3.0382 | 3.0816 | 3.0816 | 3.3257 | 3.6405 | 3.6405
2025-05-28 20:00 | 3.0802 | 3.3536 | 5.1706 | 6.9146 | 6.9146 | 6.9146 | 2.9427 | 2.9848 | 2.9848 | 3.2213 | 3.5261 | 3.5261
2025-05-28 21:00 | 2.9427 | 3.204 | 4.9399 | 6.6062 | 6.6062 | 6.6062 | 2.8435 | 2.8841 | 2.8841 | 3.1127 | 3.4072 | 3.4072
2025-05-28 22:00 | 2.5649 | 2.7926 | 4.3056 | 5.7579 | 5.7579 | 5.7579 | 2.5191 | 2.5551 | 2.5551 | 2.7575 | 3.0185 | 3.0185
2025-05-28 23:00 | 2.2214 | 2.4186 | 3.729 | 4.9868 | 4.9868 | 4.9868 | 2.2939 | 2.3267 | 2.3267 | 2.511 | 2.7486 | 2.7486
2025-05-29 | 1.7786 | 1.9365 | 2.9857 | 3.9928 | 3.9928 | 3.9928 | 1.9237 | 1.9511 | 1.9511 | 2.1058 | 2.305 | 2.305
2025-05-29 01:00 | 1.687 | 1.8368 | 2.832 | 3.7872 | 3.7872 | 3.7872 | 1.8092 | 1.835 | 1.835 | 1.9804 | 2.1678 | 2.1678
2025-05-29 02:00 | 1.5992 | 1.7412 | 2.6846 | 3.5901 | 3.5901 | 3.5901 | 1.8359 | 1.8621 | 1.8621 | 2.0097 | 2.1998 | 2.1998
2025-05-29 03:00 | 1.6565 | 1.8036 | 2.7807 | 3.7186 | 3.7186 | 3.7186 | 1.9733 | 2.0015 | 2.0015 | 2.1601 | 2.3645 | 2.3645
2025-05-29 04:00 | 1.7901 | 1.949 | 3.005 | 4.0185 | 4.0185 | 4.0185 | 2.1298 | 2.1602 | 2.1602 | 2.3314 | 2.552 | 2.552
2025-05-29 05:00 | 2.3244 | 2.5308 | 3.902 | 5.2181 | 5.2181 | 5.2181 | 2.6489 | 2.6867 | 2.6867 | 2.8996 | 3.174 | 3.174
2025-05-29 06:00 | 3.1679 | 3.4492 | 5.3179 | 7.1117 | 7.1117 | 7.1117 | 3.458 | 3.5074 | 3.5074 | 3.7853 | 4.1435 | 4.1435
2025-05-29 07:00 | 3.4542 | 3.7609 | 5.7985 | 7.7543 | 7.7543 | 7.7543 | 4.0344 | 4.092 | 4.092 | 4.4162 | 4.8341 | 4.8341
2025-05-29 08:00 | 3.0038 | 3.2705 | 5.0424 | 6.7433 | 6.7433 | 6.7433 | 3.8855 | 3.941 | 3.941 | 4.2533 | 4.6558 | 4.6558
2025-05-29 09:00 | 2.271 | 2.4726 | 3.8123 | 5.0981 | 5.0981 | 5.0981 | 3.313 | 3.3603 | 3.3603 | 3.6266 | 3.9697 | 3.9697
2025-05-29 10:00 | 1.5344 | 1.6706 | 2.5757 | 3.4445 | 3.4445 | 3.4445 | 2.645 | 2.6828 | 2.6828 | 2.8954 | 3.1694 | 3.1694
2025-05-29 11:00 | 1.3969 | 1.521 | 2.345 | 3.136 | 3.136 | 3.136 | 2.0725 | 2.1021 | 2.1021 | 2.2687 | 2.4834 | 2.4834
2025-05-29 12:00 | 1.2977 | 1.4129 | 2.1784 | 2.9132 | 2.9132 | 2.9132 | 1.9466 | 1.9744 | 1.9744 | 2.1308 | 2.3325 | 2.3325
2025-05-29 13:00 | 1.1679 | 1.2716 | 1.9606 | 2.6219 | 2.6219 | 2.6219 | 1.8015 | 1.8273 | 1.8273 | 1.9721 | 2.1587 | 2.1587
2025-05-29 14:00 | 1.4427 | 1.5708 | 2.4219 | 3.2388 | 3.2388 | 3.2388 | 2.0496 | 2.0789 | 2.0789 | 2.2436 | 2.4559 | 2.4559
2025-05-29 15:00 | 1.9351 | 2.1069 | 3.2484 | 4.3441 | 4.3441 | 4.3441 | 2.3969 | 2.4312 | 2.4312 | 2.6238 | 2.8721 | 2.8721
2025-05-29 16:00 | 2.5153 | 2.7386 | 4.2223 | 5.6465 | 5.6465 | 5.6465 | 2.8397 | 2.8803 | 2.8803 | 3.1085 | 3.4026 | 3.4026
2025-05-29 17:00 | 3.3359 | 3.632 | 5.5999 | 7.4887 | 7.4887 | 7.4887 | 3.2977 | 3.3448 | 3.3448 | 3.6099 | 3.9515 | 3.9515
2025-05-29 18:00 | 3.374 | 3.6736 | 5.6639 | 7.5744 | 7.5744 | 7.5744 | 3.2977 | 3.3448 | 3.3448 | 3.6099 | 3.9515 | 3.9515
2025-05-29 19:00 | 3.6107 | 3.9312 | 6.0612 | 8.1056 | 8.1056 | 8.1056 | 3.1679 | 3.2132 | 3.2132 | 3.4678 | 3.796 | 3.796
2025-05-29 20:00 | 3.4389 | 3.7442 | 5.7728 | 7.72 | 7.72 | 7.72 | 3.0305 | 3.0738 | 3.0738 | 3.3174 | 3.6313 | 3.6313
2025-05-29 21:00 | 3.0573 | 3.3287 | 5.1321 | 6.8632 | 6.8632 | 6.8632 | 2.8779 | 2.919 | 2.919 | 3.1503 | 3.4484 | 3.4484
2025-05-29 22:00 | 2.6679 | 2.9048 | 4.4786 | 5.9892 | 5.9892 | 5.9892 | 2.584 | 2.6209 | 2.6209 | 2.8286 | 3.0962 | 3.0962
2025-05-29 23:00 | 2.3206 | 2.5266 | 3.8956 | 5.2095 | 5.2095 | 5.2095 | 2.2939 | 2.3267 | 2.3267 | 2.511 | 2.7486 | 2.7486
2025-05-30 | 1.9046 | 2.0737 | 3.1972 | 4.2756 | 4.2756 | 4.2756 | 2.0305 | 2.0595 | 2.0595 | 2.2227 | 2.4331 | 2.4331
2025-05-30 01:00 | 1.6565 | 1.8036 | 2.7807 | 3.7186 | 3.7186 | 3.7186 | 1.9389 | 1.9666 | 1.9666 | 2.1225 | 2.3233 | 2.3233
2025-05-30 02:00 | 1.6947 | 1.8451 | 2.8448 | 3.8043 | 3.8043 | 3.8043 | 1.9695 | 1.9976 | 1.9976 | 2.1559 | 2.3599 | 2.3599
2025-05-30 03:00 | 1.6947 | 1.8451 | 2.8448 | 3.8043 | 3.8043 | 3.8043 | 2.0267 | 2.0557 | 2.0557 | 2.2186 | 2.4285 | 2.4285
2025-05-30 04:00 | 1.8626 | 2.028 | 3.1267 | 4.1813 | 4.1813 | 4.1813 | 2.1756 | 2.2067 | 2.2067 | 2.3815 | 2.6069 | 2.6069
2025-05-30 05:00 | 2.4084 | 2.6222 | 4.0429 | 5.4066 | 5.4066 | 5.4066 | 2.8359 | 2.8764 | 2.8764 | 3.1043 | 3.3981 | 3.3981
2025-05-30 06:00 | 3.5687 | 3.8855 | 5.9907 | 8.0114 | 8.0114 | 8.0114 | 3.5191 | 3.5694 | 3.5694 | 3.8522 | 4.2167 | 4.2167
2025-05-30 07:00 | 3.6832 | 4.0102 | 6.1829 | 8.2684 | 8.2684 | 8.2684 | 4.145 | 4.2043 | 4.2043 | 4.5374 | 4.9668 | 4.9668
2025-05-30 08:00 | 3.3511 | 3.6487 | 5.6255 | 7.523 | 7.523 | 7.523 | 3.8931 | 3.9488 | 3.9488 | 4.2616 | 4.6649 | 4.6649
2025-05-30 09:00 | 2.5076 | 2.7303 | 4.2095 | 5.6294 | 5.6294 | 5.6294 | 3.5687 | 3.6197 | 3.6197 | 3.9065 | 4.2762 | 4.2762
2025-05-30 10:00 | 1.7786 | 1.9365 | 2.9857 | 3.9928 | 3.9928 | 3.9928 | 2.6374 | 2.6751 | 2.6751 | 2.8871 | 3.1602 | 3.1602
2025-05-30 11:00 | 1.5611 | 1.6997 | 2.6205 | 3.5044 | 3.5044 | 3.5044 | 2.1832 | 2.2144 | 2.2144 | 2.3899 | 2.616 | 2.616
2025-05-30 12:00 | 1.2786 | 1.3921 | 2.1464 | 2.8704 | 2.8704 | 2.8704 | 1.9733 | 2.0015 | 2.0015 | 2.1601 | 2.3645 | 2.3645
2025-05-30 13:00 | 1.187 | 1.2924 | 1.9926 | 2.6647 | 2.6647 | 2.6647 | 1.8282 | 1.8544 | 1.8544 | 2.0013 | 2.1907 | 2.1907
2025-05-30 14:00 | 1.3015 | 1.4171 | 2.1848 | 2.9218 | 2.9218 | 2.9218 | 2.0878 | 2.1176 | 2.1176 | 2.2854 | 2.5017 | 2.5017
2025-05-30 15:00 | 1.6947 | 1.8451 | 2.8448 | 3.8043 | 3.8043 | 3.8043 | 2.4427 | 2.4776 | 2.4776 | 2.674 | 2.927 | 2.927
2025-05-30 16:00 | 2.3969 | 2.6097 | 4.0237 | 5.3809 | 5.3809 | 5.3809 | 2.958 | 3.0003 | 3.0003 | 3.238 | 3.5444 | 3.5444
2025-05-30 17:00 | 3.1145 | 3.391 | 5.2282 | 6.9917 | 6.9917 | 6.9917 | 3.1374 | 3.1822 | 3.1822 | 3.4344 | 3.7594 | 3.7594
2025-05-30 18:00 | 3.1527 | 3.4326 | 5.2923 | 7.0774 | 7.0774 | 7.0774 | 3.0954 | 3.1396 | 3.1396 | 3.3884 | 3.7091 | 3.7091
2025-05-30 19:00 | 3.0878 | 3.3619 | 5.1834 | 6.9318 | 6.9318 | 6.9318 | 3.0611 | 3.1048 | 3.1048 | 3.3508 | 3.6679 | 3.6679
2025-05-30 20:00 | 3.0687 | 3.3411 | 5.1514 | 6.8889 | 6.8889 | 6.8889 | 2.9198 | 2.9616 | 2.9616 | 3.1962 | 3.4987 | 3.4987
2025-05-30 21:00 | 2.8282 | 3.0793 | 4.7477 | 6.3491 | 6.3491 | 6.3491 | 2.7023 | 2.7409 | 2.7409 | 2.9581 | 3.238 | 3.238
2025-05-30 22:00 | 2.7443 | 2.9879 | 4.6067 | 6.1606 | 6.1606 | 6.1606 | 2.7023 | 2.7409 | 2.7409 | 2.9581 | 3.238 | 3.238
2025-05-30 23:00 | 2.4809 | 2.7012 | 4.1647 | 5.5694 | 5.5694 | 5.5694 | 2.4084 | 2.4428 | 2.4428 | 2.6364 | 2.8858 | 2.8858
2025-05-31 | 2.0992 | 2.2856 | 3.5239 | 4.7126 | 4.7126 | 4.7126 | 2.1832 | 2.2144 | 2.2144 | 2.3899 | 2.616 | 2.616
2025-05-31 01:00 | 1.9046 | 2.0737 | 3.1972 | 4.2756 | 4.2756 | 4.2756 | 2.0305 | 2.0595 | 2.0595 | 2.2227 | 2.4331 | 2.4331
2025-05-31 02:00 | 1.6298 | 1.7745 | 2.7359 | 3.6587 | 3.6587 | 3.6587 | 1.9313 | 1.9589 | 1.9589 | 2.1141 | 2.3142 | 2.3142
2025-05-31 03:00 | 1.6145 | 1.7578 | 2.7102 | 3.6244 | 3.6244 | 3.6244 | 1.8664 | 1.8931 | 1.8931 | 2.0431 | 2.2364 | 2.2364
2025-05-31 04:00 | 1.6412 | 1.7869 | 2.7551 | 3.6844 | 3.6844 | 3.6844 | 1.9046 | 1.9318 | 1.9318 | 2.0849 | 2.2821 | 2.2821
2025-05-31 05:00 | 1.9084 | 2.0778 | 3.2036 | 4.2841 | 4.2841 | 4.2841 | 2.0458 | 2.075 | 2.075 | 2.2394 | 2.4514 | 2.4514
2025-05-31 06:00 | 2.416 | 2.6305 | 4.0557 | 5.4237 | 5.4237 | 5.4237 | 2.4924 | 2.528 | 2.528 | 2.7283 | 2.9865 | 2.9865
2025-05-31 07:00 | 2.6298 | 2.8632 | 4.4145 | 5.9036 | 5.9036 | 5.9036 | 2.9198 | 2.9616 | 2.9616 | 3.1962 | 3.4987 | 3.4987
2025-05-31 08:00 | 2.8015 | 3.0502 | 4.7029 | 6.2891 | 6.2891 | 6.2891 | 2.9809 | 3.0235 | 3.0235 | 3.2631 | 3.5719 | 3.5719
2025-05-31 09:00 | 2.6718 | 2.909 | 4.485 | 5.9978 | 5.9978 | 5.9978 | 2.7252 | 2.7641 | 2.7641 | 2.9831 | 3.2654 | 3.2654
2025-05-31 10:00 | 2.0611 | 2.2441 | 3.4599 | 4.6269 | 4.6269 | 4.6269 | 2.2099 | 2.2415 | 2.2415 | 2.4191 | 2.648 | 2.648
2025-05-31 11:00 | 1.5725 | 1.7121 | 2.6397 | 3.5301 | 3.5301 | 3.5301 | 1.5763 | 1.5989 | 1.5989 | 1.7255 | 1.8888 | 1.8888
2025-05-31 12:00 | 1.3817 | 1.5043 | 2.3194 | 3.1017 | 3.1017 | 3.1017 | 1.5153 | 1.5369 | 1.5369 | 1.6587 | 1.8157 | 1.8157
2025-05-31 13:00 | 1.3817 | 1.5043 | 2.3194 | 3.1017 | 3.1017 | 3.1017 | 1.3626 | 1.3821 | 1.3821 | 1.4916 | 1.6327 | 1.6327
2025-05-31 14:00 | 1.5115 | 1.6456 | 2.5372 | 3.393 | 3.393 | 3.393 | 1.5534 | 1.5756 | 1.5756 | 1.7005 | 1.8614 | 1.8614
2025-05-31 15:00 | 1.7786 | 1.9365 | 2.9857 | 3.9928 | 3.9928 | 3.9928 | 2.084 | 2.1137 | 2.1137 | 2.2812 | 2.4971 | 2.4971
2025-05-31 16:00 | 2.2786 | 2.4809 | 3.8251 | 5.1153 | 5.1153 | 5.1153 | 2.5534 | 2.5899 | 2.5899 | 2.7951 | 3.0596 | 3.0596
2025-05-31 17:00 | 2.8931 | 3.15 | 4.8566 | 6.4948 | 6.4948 | 6.4948 | 2.8359 | 2.8764 | 2.8764 | 3.1043 | 3.3981 | 3.3981
2025-05-31 18:00 | 2.8626 | 3.1167 | 4.8054 | 6.4262 | 6.4262 | 6.4262 | 2.8359 | 2.8764 | 2.8764 | 3.1043 | 3.3981 | 3.3981
2025-05-31 19:00 | 2.8397 | 3.0918 | 4.7669 | 6.3748 | 6.3748 | 6.3748 | 2.7824 | 2.8222 | 2.8222 | 3.0458 | 3.334 | 3.334
2025-05-31 20:00 | 2.7443 | 2.9879 | 4.6067 | 6.1606 | 6.1606 | 6.1606 | 2.6145 | 2.6519 | 2.6519 | 2.862 | 3.1328 | 3.1328
2025-05-31 21:00 | 2.7786 | 3.0253 | 4.6644 | 6.2377 | 6.2377 | 6.2377 | 2.5115 | 2.5473 | 2.5473 | 2.7492 | 3.0093 | 3.0093
2025-05-31 22:00 | 2.5802 | 2.8092 | 4.3312 | 5.7922 | 5.7922 | 5.7922 | 2.4389 | 2.4738 | 2.4738 | 2.6698 | 2.9224 | 2.9224
2025-05-31 23:00 | 2.2519 | 2.4518 | 3.7802 | 5.0553 | 5.0553 | 5.0553 | 2.2748 | 2.3073 | 2.3073 | 2.4901 | 2.7258 | 2.7258
2025-06-01 | 2 | 2.1776 | 3.3573 | 4.4898 | 4.4898 | 4.4898 | 2.1221 | 2.1525 | 2.1525 | 2.323 | 2.5428 | 2.5428
2025-06-01 01:00 | 1.7214 | 1.8742 | 2.8896 | 3.8643 | 3.8643 | 3.8643 | 1.8626 | 1.8892 | 1.8892 | 2.0389 | 2.2318 | 2.2318
2025-06-01 02:00 | 1.6641 | 1.8119 | 2.7935 | 3.7358 | 3.7358 | 3.7358 | 1.7557 | 1.7808 | 1.7808 | 1.9219 | 2.1038 | 2.1038
2025-06-01 03:00 | 1.5534 | 1.6913 | 2.6077 | 3.4873 | 3.4873 | 3.4873 | 1.7557 | 1.7808 | 1.7808 | 1.9219 | 2.1038 | 2.1038
2025-06-01 04:00 | 1.5763 | 1.7163 | 2.6462 | 3.5387 | 3.5387 | 3.5387 | 1.8053 | 1.8311 | 1.8311 | 1.9762 | 2.1632 | 2.1632
2025-06-01 05:00 | 1.8435 | 2.0072 | 3.0947 | 4.1385 | 4.1385 | 4.1385 | 1.9275 | 1.955 | 1.955 | 2.1099 | 2.3096 | 2.3096
2025-06-01 06:00 | 2.1985 | 2.3937 | 3.6905 | 4.9353 | 4.9353 | 4.9353 | 2.3511 | 2.3847 | 2.3847 | 2.5737 | 2.8172 | 2.8172
2025-06-01 07:00 | 2.626 | 2.8591 | 4.4081 | 5.895 | 5.895 | 5.895 | 2.542 | 2.5783 | 2.5783 | 2.7826 | 3.0459 | 3.0459
2025-06-01 08:00 | 2.6031 | 2.8342 | 4.3697 | 5.8436 | 5.8436 | 5.8436 | 2.7481 | 2.7874 | 2.7874 | 3.0082 | 3.2929 | 3.2929
2025-06-01 09:00 | 2.313 | 2.5183 | 3.8827 | 5.1924 | 5.1924 | 5.1924 | 2.4847 | 2.5202 | 2.5202 | 2.7199 | 2.9773 | 2.9773
2025-06-01 10:00 | 2.0611 | 2.2441 | 3.4599 | 4.6269 | 4.6269 | 4.6269 | 2.1794 | 2.2105 | 2.2105 | 2.3857 | 2.6114 | 2.6114
2025-06-01 11:00 | 1.5725 | 1.7121 | 2.6397 | 3.5301 | 3.5301 | 3.5301 | 2.1756 | 2.2067 | 2.2067 | 2.3815 | 2.6069 | 2.6069
2025-06-01 12:00 | 1.3817 | 1.5043 | 2.3194 | 3.1017 | 3.1017 | 3.1017 | 1.5076 | 1.5292 | 1.5292 | 1.6503 | 1.8065 | 1.8065
2025-06-01 13:00 | 1.2634 | 1.3755 | 2.1208 | 2.8361 | 2.8361 | 2.8361 | 1.4122 | 1.4324 | 1.4324 | 1.5459 | 1.6922 | 1.6922
2025-06-01 14:00 | 1.4237 | 1.5501 | 2.3899 | 3.196 | 3.196 | 3.196 | 1.542 | 1.564 | 1.564 | 1.6879 | 1.8477 | 1.8477
2025-06-01 15:00 | 1.8206 | 1.9822 | 3.0562 | 4.0871 | 4.0871 | 4.0871 | 1.916 | 1.9434 | 1.9434 | 2.0974 | 2.2959 | 2.2959
2025-06-01 16:00 | 2.5153 | 2.7386 | 4.2223 | 5.6465 | 5.6465 | 5.6465 | 2.4962 | 2.5318 | 2.5318 | 2.7325 | 2.991 | 2.991
2025-06-01 17:00 | 3.1107 | 3.3869 | 5.2218 | 6.9832 | 6.9832 | 6.9832 | 2.874 | 2.9151 | 2.9151 | 3.1461 | 3.4438 | 3.4438
2025-06-01 18:00 | 3.2099 | 3.4949 | 5.3884 | 7.2059 | 7.2059 | 7.2059 | 2.958 | 3.0003 | 3.0003 | 3.238 | 3.5444 | 3.5444
2025-06-01 19:00 | 3.0763 | 3.3495 | 5.1642 | 6.906 | 6.906 | 6.906 | 2.855 | 2.8958 | 2.8958 | 3.1252 | 3.4209 | 3.4209
2025-06-01 20:00 | 3.0267 | 3.2954 | 5.0809 | 6.7947 | 6.7947 | 6.7947 | 2.7901 | 2.8299 | 2.8299 | 3.0542 | 3.3432 | 3.3432
2025-06-01 21:00 | 2.8931 | 3.15 | 4.8566 | 6.4948 | 6.4948 | 6.4948 | 2.6145 | 2.6519 | 2.6519 | 2.862 | 3.1328 | 3.1328
2025-06-01 22:00 | 2.7137 | 2.9547 | 4.5555 | 6.0921 | 6.0921 | 6.0921 | 2.4313 | 2.466 | 2.466 | 2.6614 | 2.9133 | 2.9133
2025-06-01 23:00 | 2.5496 | 2.776 | 4.28 | 5.7236 | 5.7236 | 5.7236 | 2.3473 | 2.3809 | 2.3809 | 2.5695 | 2.8127 | 2.8127
2025-06-02 | 2.1107 | 2.2981 | 3.5432 | 4.7383 | 4.7383 | 4.7383 | 1.958 | 1.986 | 1.986 | 2.1434 | 2.3462 | 2.3462
2025-06-02 01:00 | 1.8855 | 2.0529 | 3.1651 | 4.2327 | 4.2327 | 4.2327 | 1.9122 | 1.9395 | 1.9395 | 2.0932 | 2.2913 | 2.2913
2025-06-02 02:00 | 1.8015 | 1.9615 | 3.0242 | 4.0442 | 4.0442 | 4.0442 | 1.8855 | 1.9124 | 1.9124 | 2.064 | 2.2593 | 2.2593
2025-06-02 03:00 | 1.7824 | 1.9407 | 2.9921 | 4.0014 | 4.0014 | 4.0014 | 1.9847 | 2.0131 | 2.0131 | 2.1726 | 2.3782 | 2.3782
2025-06-02 04:00 | 1.855 | 2.0196 | 3.1139 | 4.1642 | 4.1642 | 4.1642 | 2.1527 | 2.1834 | 2.1834 | 2.3564 | 2.5794 | 2.5794
2025-06-02 05:00 | 2.2023 | 2.3978 | 3.6969 | 4.9439 | 4.9439 | 4.9439 | 2.4389 | 2.4738 | 2.4738 | 2.6698 | 2.9224 | 2.9224
2025-06-02 06:00 | 2.5344 | 2.7594 | 4.2544 | 5.6894 | 5.6894 | 5.6894 | 3.0267 | 3.07 | 3.07 | 3.3132 | 3.6267 | 3.6267
2025-06-02 07:00 | 2.8282 | 3.0793 | 4.7477 | 6.3491 | 6.3491 | 6.3491 | 3.3359 | 3.3835 | 3.3835 | 3.6516 | 3.9972 | 3.9972
2025-06-02 08:00 | 2.9695 | 3.2331 | 4.9848 | 6.6661 | 6.6661 | 6.6661 | 3.4351 | 3.4842 | 3.4842 | 3.7603 | 4.1161 | 4.1161
2025-06-02 09:00 | 3.1298 | 3.4076 | 5.2539 | 7.026 | 7.026 | 7.026 | 3.4733 | 3.5229 | 3.5229 | 3.802 | 4.1618 | 4.1618
2025-06-02 10:00 | 3.2481 | 3.5365 | 5.4525 | 7.2916 | 7.2916 | 7.2916 | 3.4122 | 3.461 | 3.461 | 3.7352 | 4.0887 | 4.0887
2025-06-02 11:00 | 3.1832 | 3.4658 | 5.3436 | 7.146 | 7.146 | 7.146 | 3.229 | 3.2751 | 3.2751 | 3.5347 | 3.8691 | 3.8691
2025-06-02 12:00 | 2.8053 | 3.0544 | 4.7093 | 6.2977 | 6.2977 | 6.2977 | 3.0649 | 3.1087 | 3.1087 | 3.355 | 3.6725 | 3.6725
2025-06-02 13:00 | 2.5038 | 2.7261 | 4.2031 | 5.6208 | 5.6208 | 5.6208 | 2.7481 | 2.7874 | 2.7874 | 3.0082 | 3.2929 | 3.2929
2025-06-02 14:00 | 2.355 | 2.564 | 3.9532 | 5.2866 | 5.2866 | 5.2866 | 2.6221 | 2.6596 | 2.6596 | 2.8703 | 3.142 | 3.142
2025-06-02 15:00 | 2.5878 | 2.8175 | 4.3441 | 5.8093 | 5.8093 | 5.8093 | 2.8015 | 2.8416 | 2.8416 | 3.0667 | 3.3569 | 3.3569
2025-06-02 16:00 | 3.3359 | 3.632 | 5.5999 | 7.4887 | 7.4887 | 7.4887 | 3.2328 | 3.279 | 3.279 | 3.5388 | 3.8737 | 3.8737
2025-06-02 17:00 | 3.9695 | 4.3219 | 6.6634 | 8.911 | 8.911 | 8.911 | 3.4809 | 3.5307 | 3.5307 | 3.8104 | 4.171 | 4.171
2025-06-02 18:00 | 3.7405 | 4.0725 | 6.279 | 8.3969 | 8.3969 | 8.3969 | 3.3053 | 3.3526 | 3.3526 | 3.6182 | 3.9606 | 3.9606
2025-06-02 19:00 | 3.7977 | 4.1349 | 6.3751 | 8.5255 | 8.5255 | 8.5255 | 3.042 | 3.0854 | 3.0854 | 3.3299 | 3.645 | 3.645
2025-06-02 20:00 | 3.4733 | 3.7816 | 5.8305 | 7.7972 | 7.7972 | 7.7972 | 2.9084 | 2.95 | 2.95 | 3.1837 | 3.485 | 3.485
2025-06-02 21:00 | 3.1221 | 3.3993 | 5.2411 | 7.0089 | 7.0089 | 7.0089 | 2.7405 | 2.7796 | 2.7796 | 2.9999 | 3.2837 | 3.2837
2025-06-02 22:00 | 2.6565 | 2.8923 | 4.4594 | 5.9635 | 5.9635 | 5.9635 | 2.6183 | 2.6557 | 2.6557 | 2.8662 | 3.1374 | 3.1374
2025-06-02 23:00 | 2.3053 | 2.51 | 3.8699 | 5.1753 | 5.1753 | 5.1753 | 2.374 | 2.408 | 2.408 | 2.5988 | 2.8447 | 2.8447
2025-06-03 | 1.9237 | 2.0944 | 3.2292 | 4.3184 | 4.3184 | 4.3184 | 2.0267 | 2.0557 | 2.0557 | 2.2186 | 2.4285 | 2.4285
2025-06-03 01:00 | 1.729 | 1.8825 | 2.9024 | 3.8814 | 3.8814 | 3.8814 | 2.0267 | 2.0557 | 2.0557 | 2.2186 | 2.4285 | 2.4285
2025-06-03 02:00 | 1.7443 | 1.8991 | 2.9281 | 3.9157 | 3.9157 | 3.9157 | 1.9733 | 2.0015 | 2.0015 | 2.1601 | 2.3645 | 2.3645
2025-06-03 03:00 | 1.7443 | 1.8991 | 2.9281 | 3.9157 | 3.9157 | 3.9157 | 2.1794 | 2.2105 | 2.2105 | 2.3857 | 2.6114 | 2.6114
2025-06-03 04:00 | 1.855 | 2.0196 | 3.1139 | 4.1642 | 4.1642 | 4.1642 | 2.2672 | 2.2996 | 2.2996 | 2.4818 | 2.7166 | 2.7166
2025-06-03 05:00 | 2.3397 | 2.5474 | 3.9276 | 5.2524 | 5.2524 | 5.2524 | 2.8397 | 2.8803 | 2.8803 | 3.1085 | 3.4026 | 3.4026
2025-06-03 06:00 | 3.5038 | 3.8149 | 5.8818 | 7.8657 | 7.8657 | 7.8657 | 3.6412 | 3.6932 | 3.6932 | 3.9859 | 4.3631 | 4.3631
2025-06-03 07:00 | 3.8664 | 4.2097 | 6.4904 | 8.6797 | 8.6797 | 8.6797 | 4.3244 | 4.3862 | 4.3862 | 4.7338 | 5.1817 | 5.1817
2025-06-03 08:00 | 3.5687 | 3.8855 | 5.9907 | 8.0114 | 8.0114 | 8.0114 | 4.3359 | 4.3978 | 4.3978 | 4.7463 | 5.1954 | 5.1954
2025-06-03 09:00 | 2.5649 | 2.7926 | 4.3056 | 5.7579 | 5.7579 | 5.7579 | 3.6412 | 3.6932 | 3.6932 | 3.9859 | 4.3631 | 4.3631
2025-06-03 10:00 | 1.8931 | 2.0612 | 3.1779 | 4.2499 | 4.2499 | 4.2499 | 3.0496 | 3.0932 | 3.0932 | 3.3383 | 3.6542 | 3.6542
2025-06-03 11:00 | 1.6412 | 1.7869 | 2.7551 | 3.6844 | 3.6844 | 3.6844 | 2.5763 | 2.6131 | 2.6131 | 2.8202 | 3.0871 | 3.0871
2025-06-03 12:00 | 1.3473 | 1.4669 | 2.2617 | 3.0246 | 3.0246 | 3.0246 | 2.1908 | 2.2221 | 2.2221 | 2.3982 | 2.6252 | 2.6252
2025-06-03 13:00 | 1.1221 | 1.2218 | 1.8837 | 2.5191 | 2.5191 | 2.5191 | 2.1107 | 2.1408 | 2.1408 | 2.3105 | 2.5291 | 2.5291
2025-06-03 14:00 | 1.6221 | 1.7662 | 2.723 | 3.6415 | 3.6415 | 3.6415 | 2.3282 | 2.3615 | 2.3615 | 2.5486 | 2.7898 | 2.7898
2025-06-03 15:00 | 2.1565 | 2.3479 | 3.62 | 4.8411 | 4.8411 | 4.8411 | 2.9046 | 2.9461 | 2.9461 | 3.1795 | 3.4804 | 3.4804
2025-06-03 16:00 | 2.687 | 2.9256 | 4.5106 | 6.0321 | 6.0321 | 6.0321 | 3.2748 | 3.3216 | 3.3216 | 3.5848 | 3.924 | 3.924
2025-06-03 17:00 | 3.5458 | 3.8606 | 5.9522 | 7.96 | 7.96 | 7.96 | 3.5267 | 3.5771 | 3.5771 | 3.8605 | 4.2259 | 4.2259
2025-06-03 18:00 | 3.4389 | 3.7442 | 5.7728 | 7.72 | 7.72 | 7.72 | 3.3321 | 3.3797 | 3.3797 | 3.6475 | 3.9926 | 3.9926
2025-06-03 19:00 | 3.458 | 3.765 | 5.8049 | 7.7629 | 7.7629 | 7.7629 | 3.2634 | 3.31 | 3.31 | 3.5723 | 3.9103 | 3.9103
2025-06-03 20:00 | 3.3817 | 3.6819 | 5.6767 | 7.5915 | 7.5915 | 7.5915 | 3.0076 | 3.0506 | 3.0506 | 3.2923 | 3.6039 | 3.6039
2025-06-03 21:00 | 3.0153 | 3.283 | 5.0617 | 6.769 | 6.769 | 6.769 | 2.7748 | 2.8145 | 2.8145 | 3.0375 | 3.3249 | 3.3249
2025-06-03 22:00 | 2.6298 | 2.8632 | 4.4145 | 5.9036 | 5.9036 | 5.9036 | 2.4809 | 2.5164 | 2.5164 | 2.7157 | 2.9727 | 2.9727
2025-06-03 23:00 | 2.2366 | 2.4352 | 3.7546 | 5.021 | 5.021 | 5.021 | 2.3855 | 2.4196 | 2.4196 | 2.6113 | 2.8584 | 2.8584
2025-06-04 | 1.916 | 2.0861 | 3.2164 | 4.3013 | 4.3013 | 4.3013 | 1.9924 | 2.0208 | 2.0208 | 2.181 | 2.3873 | 2.3873
2025-06-04 01:00 | 1.6947 | 1.8451 | 2.8448 | 3.8043 | 3.8043 | 3.8043 | 1.9466 | 1.9744 | 1.9744 | 2.1308 | 2.3325 | 2.3325
2025-06-04 02:00 | 1.6412 | 1.7869 | 2.7551 | 3.6844 | 3.6844 | 3.6844 | 1.9046 | 1.9318 | 1.9318 | 2.0849 | 2.2821 | 2.2821
2025-06-04 03:00 | 1.6794 | 1.8285 | 2.8191 | 3.7701 | 3.7701 | 3.7701 | 1.8359 | 1.8621 | 1.8621 | 2.0097 | 2.1998 | 2.1998
2025-06-04 04:00 | 1.6603 | 1.8077 | 2.7871 | 3.7272 | 3.7272 | 3.7272 | 1.9924 | 2.0208 | 2.0208 | 2.181 | 2.3873 | 2.3873
2025-06-04 05:00 | 2.2099 | 2.4061 | 3.7097 | 4.961 | 4.961 | 4.961 | 2.7214 | 2.7603 | 2.7603 | 2.979 | 3.2609 | 3.2609
2025-06-04 06:00 | 3.2824 | 3.5739 | 5.5102 | 7.3687 | 7.3687 | 7.3687 | 3.3053 | 3.3526 | 3.3526 | 3.6182 | 3.9606 | 3.9606
2025-06-04 07:00 | 3.6298 | 3.952 | 6.0932 | 8.1485 | 8.1485 | 8.1485 | 4.0802 | 4.1384 | 4.1384 | 4.4664 | 4.889 | 4.889
2025-06-04 08:00 | 3.1794 | 3.4617 | 5.3372 | 7.1374 | 7.1374 | 7.1374 | 4.8015 | 4.8701 | 4.8701 | 5.256 | 5.7534 | 5.7534
2025-06-04 09:00 | 2.187 | 2.3812 | 3.6713 | 4.9096 | 4.9096 | 4.9096 | 2.7366 | 2.7757 | 2.7757 | 2.9957 | 3.2792 | 3.2792
2025-06-04 10:00 | 1.8664 | 2.0321 | 3.1331 | 4.1899 | 4.1899 | 4.1899 | 2.3817 | 2.4157 | 2.4157 | 2.6071 | 2.8538 | 2.8538
2025-06-04 11:00 | 1.3664 | 1.4877 | 2.2938 | 3.0675 | 3.0675 | 3.0675 | 3.0611 | 3.1048 | 3.1048 | 3.3508 | 3.6679 | 3.6679
2025-06-04 12:00 | 1.1908 | 1.2966 | 1.999 | 2.6733 | 2.6733 | 2.6733 | 3.2405 | 3.2868 | 3.2868 | 3.5472 | 3.8829 | 3.8829
2025-06-04 13:00 | 1.2748 | 1.388 | 2.14 | 2.8618 | 2.8618 | 2.8618 | 1.9771 | 2.0053 | 2.0053 | 2.1642 | 2.369 | 2.369
2025-06-04 14:00 | 1.3855 | 1.5085 | 2.3258 | 3.1103 | 3.1103 | 3.1103 | 2.2672 | 2.2996 | 2.2996 | 2.4818 | 2.7166 | 2.7166
2025-06-04 15:00 | 2.042 | 2.2233 | 3.4278 | 4.584 | 4.584 | 4.584 | 2.9351 | 2.9771 | 2.9771 | 3.2129 | 3.517 | 3.517
2025-06-04 16:00 | 2.8511 | 3.1043 | 4.7861 | 6.4005 | 6.4005 | 6.4005 | 3.5191 | 3.5694 | 3.5694 | 3.8522 | 4.2167 | 4.2167
2025-06-04 17:00 | 3.8702 | 4.2138 | 6.4969 | 8.6883 | 8.6883 | 8.6883 | 3.8092 | 3.8636 | 3.8636 | 4.1697 | 4.5643 | 4.5643
2025-06-04 18:00 | 4.084 | 4.4465 | 6.8557 | 9.1681 | 9.1681 | 9.1681 | 3.7366 | 3.79 | 3.79 | 4.0903 | 4.4774 | 4.4774
2025-06-04 19:00 | 4.145 | 4.513 | 6.9582 | 9.3052 | 9.3052 | 9.3052 | 3.4885 | 3.5384 | 3.5384 | 3.8188 | 4.1801 | 4.1801
2025-06-04 20:00 | 3.7443 | 4.0767 | 6.2854 | 8.4055 | 8.4055 | 8.4055 | 3.3893 | 3.4377 | 3.4377 | 3.7101 | 4.0612 | 4.0612
2025-06-04 21:00 | 3.4962 | 3.8066 | 5.869 | 7.8486 | 7.8486 | 7.8486 | 3.084 | 3.128 | 3.128 | 3.3759 | 3.6953 | 3.6953
2025-06-04 22:00 | 2.9618 | 3.2248 | 4.972 | 6.649 | 6.649 | 6.649 | 2.7595 | 2.799 | 2.799 | 3.0207 | 3.3066 | 3.3066
2025-06-04 23:00 | 2.4656 | 2.6845 | 4.139 | 5.5351 | 5.5351 | 5.5351 | 2.355 | 2.3886 | 2.3886 | 2.5779 | 2.8218 | 2.8218
2025-06-05 | 2.084 | 2.269 | 3.4983 | 4.6783 | 4.6783 | 4.6783 | 2.1221 | 2.1525 | 2.1525 | 2.323 | 2.5428 | 2.5428
2025-06-05 01:00 | 1.8893 | 2.057 | 3.1715 | 4.2413 | 4.2413 | 4.2413 | 2 | 2.0286 | 2.0286 | 2.1893 | 2.3965 | 2.3965
2025-06-05 02:00 | 1.8435 | 2.0072 | 3.0947 | 4.1385 | 4.1385 | 4.1385 | 2.1794 | 2.2105 | 2.2105 | 2.3857 | 2.6114 | 2.6114
2025-06-05 03:00 | 1.8359 | 1.9989 | 3.0818 | 4.1214 | 4.1214 | 4.1214 | 2.1603 | 2.1912 | 2.1912 | 2.3648 | 2.5886 | 2.5886
2025-06-05 04:00 | 1.9275 | 2.0986 | 3.2356 | 4.327 | 4.327 | 4.327 | 2.3244 | 2.3576 | 2.3576 | 2.5444 | 2.7852 | 2.7852
2025-06-05 05:00 | 2.7023 | 2.9422 | 4.5363 | 6.0664 | 6.0664 | 6.0664 | 2.8702 | 2.9112 | 2.9112 | 3.1419 | 3.4392 | 3.4392
2025-06-05 06:00 | 3.6985 | 4.0268 | 6.2085 | 8.3027 | 8.3027 | 8.3027 | 3.7023 | 3.7552 | 3.7552 | 4.0527 | 4.4362 | 4.4362
2025-06-05 07:00 | 3.8359 | 4.1764 | 6.4392 | 8.6111 | 8.6111 | 8.6111 | 4.2901 | 4.3514 | 4.3514 | 4.6962 | 5.1405 | 5.1405
2025-06-05 08:00 | 3.4885 | 3.7983 | 5.8561 | 7.8314 | 7.8314 | 7.8314 | 4.1069 | 4.1655 | 4.1655 | 4.4956 | 4.921 | 4.921
2025-06-05 09:00 | 2.5611 | 2.7884 | 4.2992 | 5.7493 | 5.7493 | 5.7493 | 3.584 | 3.6352 | 3.6352 | 3.9232 | 4.2945 | 4.2945
2025-06-05 10:00 | 1.9275 | 2.0986 | 3.2356 | 4.327 | 4.327 | 4.327 | 2.9771 | 3.0196 | 3.0196 | 3.2589 | 3.5673 | 3.5673
2025-06-05 11:00 | 1.5267 | 1.6623 | 2.5629 | 3.4273 | 3.4273 | 3.4273 | 2.313 | 2.346 | 2.346 | 2.5319 | 2.7715 | 2.7715
2025-06-05 12:00 | 1.4542 | 1.5833 | 2.4411 | 3.2645 | 3.2645 | 3.2645 | 2.1107 | 2.1408 | 2.1408 | 2.3105 | 2.5291 | 2.5291
2025-06-05 13:00 | 1.2634 | 1.3755 | 2.1208 | 2.8361 | 2.8361 | 2.8361 | 2.0076 | 2.0363 | 2.0363 | 2.1977 | 2.4056 | 2.4056
2025-06-05 14:00 | 1.5458 | 1.683 | 2.5949 | 3.4702 | 3.4702 | 3.4702 | 2.3015 | 2.3344 | 2.3344 | 2.5194 | 2.7578 | 2.7578
2025-06-05 15:00 | 2.0496 | 2.2316 | 3.4406 | 4.6012 | 4.6012 | 4.6012 | 2.687 | 2.7254 | 2.7254 | 2.9414 | 3.2197 | 3.2197
2025-06-05 16:00 | 2.9198 | 3.1791 | 4.9015 | 6.5547 | 6.5547 | 6.5547 | 3.4237 | 3.4726 | 3.4726 | 3.7477 | 4.1024 | 4.1024
2025-06-05 17:00 | 3.6107 | 3.9312 | 6.0612 | 8.1056 | 8.1056 | 8.1056 | 3.5992 | 3.6507 | 3.6507 | 3.9399 | 4.3128 | 4.3128
2025-06-05 18:00 | 3.9351 | 4.2845 | 6.6058 | 8.8339 | 8.8339 | 8.8339 | 3.6527 | 3.7049 | 3.7049 | 3.9984 | 4.3768 | 4.3768
2025-06-05 19:00 | 4.0878 | 4.4507 | 6.8621 | 9.1766 | 9.1766 | 9.1766 | 3.5611 | 3.6119 | 3.6119 | 3.8981 | 4.267 | 4.267
2025-06-05 20:00 | 3.7595 | 4.0933 | 6.311 | 8.4398 | 8.4398 | 8.4398 | 3.4237 | 3.4726 | 3.4726 | 3.7477 | 4.1024 | 4.1024
2025-06-05 21:00 | 3.4809 | 3.79 | 5.8433 | 7.8143 | 7.8143 | 7.8143 | 3.1603 | 3.2055 | 3.2055 | 3.4594 | 3.7868 | 3.7868
2025-06-05 22:00 | 3.3626 | 3.6611 | 5.6447 | 7.5487 | 7.5487 | 7.5487 | 2.9198 | 2.9616 | 2.9616 | 3.1962 | 3.4987 | 3.4987
2025-06-05 23:00 | 2.7443 | 2.9879 | 4.6067 | 6.1606 | 6.1606 | 6.1606 | 2.5802 | 2.617 | 2.617 | 2.8244 | 3.0916 | 3.0916
2025-06-06 | 2.1603 | 2.3521 | 3.6265 | 4.8497 | 4.8497 | 4.8497 | 2.2939 | 2.3267 | 2.3267 | 2.511 | 2.7486 | 2.7486
2025-06-06 01:00 | 1.9618 | 2.136 | 3.2933 | 4.4041 | 4.4041 | 4.4041 | 2.1565 | 2.1873 | 2.1873 | 2.3606 | 2.584 | 2.584
2025-06-06 02:00 | 1.8702 | 2.0363 | 3.1395 | 4.1985 | 4.1985 | 4.1985 | 2.1603 | 2.1912 | 2.1912 | 2.3648 | 2.5886 | 2.5886
2025-06-06 03:00 | 1.8969 | 2.0654 | 3.1844 | 4.2584 | 4.2584 | 4.2584 | 2.2252 | 2.257 | 2.257 | 2.4358 | 2.6663 | 2.6663
2025-06-06 04:00 | 1.9427 | 2.1152 | 3.2612 | 4.3613 | 4.3613 | 4.3613 | 2.3931 | 2.4273 | 2.4273 | 2.6197 | 2.8675 | 2.8675
2025-06-06 05:00 | 2.6336 | 2.8674 | 4.4209 | 5.9121 | 5.9121 | 5.9121 | 3.0038 | 3.0467 | 3.0467 | 3.2881 | 3.5993 | 3.5993
2025-06-06 06:00 | 3.6374 | 3.9603 | 6.106 | 8.1656 | 8.1656 | 8.1656 | 3.8015 | 3.8558 | 3.8558 | 4.1614 | 4.5551 | 4.5551
2025-06-06 07:00 | 4.0267 | 4.3842 | 6.7595 | 9.0396 | 9.0396 | 9.0396 | 4.0687 | 4.1268 | 4.1268 | 4.4538 | 4.8753 | 4.8753
2025-06-06 08:00 | 3.9427 | 4.2928 | 6.6186 | 8.8511 | 8.8511 | 8.8511 | 4.1374 | 4.1965 | 4.1965 | 4.529 | 4.9576 | 4.9576
2025-06-06 09:00 | 3.5191 | 3.8315 | 5.9074 | 7.9 | 7.9 | 7.9 | 4.1069 | 4.1655 | 4.1655 | 4.4956 | 4.921 | 4.921
2025-06-06 10:00 | 3.458 | 3.765 | 5.8049 | 7.7629 | 7.7629 | 7.7629 | 4.0344 | 4.092 | 4.092 | 4.4162 | 4.8341 | 4.8341
2025-06-06 11:00 | 2.9809 | 3.2456 | 5.004 | 6.6918 | 6.6918 | 6.6918 | 3.6832 | 3.7358 | 3.7358 | 4.0318 | 4.4134 | 4.4134
2025-06-06 12:00 | 3.0382 | 3.3079 | 5.1001 | 6.8204 | 6.8204 | 6.8204 | 3.8664 | 3.9217 | 3.9217 | 4.2324 | 4.6329 | 4.6329
2025-06-06 13:00 | 3.0878 | 3.3619 | 5.1834 | 6.9318 | 6.9318 | 6.9318 | 3.7863 | 3.8404 | 3.8404 | 4.1447 | 4.5369 | 4.5369
2025-06-06 14:00 | 2.7748 | 3.0212 | 4.658 | 6.2292 | 6.2292 | 6.2292 | 3.5992 | 3.6507 | 3.6507 | 3.9399 | 4.3128 | 4.3128
2025-06-06 15:00 | 2.8282 | 3.0793 | 4.7477 | 6.3491 | 6.3491 | 6.3491 | 3.5 | 3.55 | 3.55 | 3.8313 | 4.1938 | 4.1938
2025-06-06 16:00 | 3.5687 | 3.8855 | 5.9907 | 8.0114 | 8.0114 | 8.0114 | 3.8817 | 3.9371 | 3.9371 | 4.2491 | 4.6512 | 4.6512
2025-06-06 17:00 | 4.0305 | 4.3884 | 6.766 | 9.0481 | 9.0481 | 9.0481 | 3.8168 | 3.8713 | 3.8713 | 4.1781 | 4.5734 | 4.5734
2025-06-06 18:00 | 3.9046 | 4.2512 | 6.5545 | 8.7654 | 8.7654 | 8.7654 | 3.6603 | 3.7126 | 3.7126 | 4.0068 | 4.3859 | 4.3859
2025-06-06 19:00 | 3.6565 | 3.9811 | 6.1381 | 8.2084 | 8.2084 | 8.2084 | 3.4427 | 3.4919 | 3.4919 | 3.7686 | 4.1252 | 4.1252
2025-06-06 20:00 | 3.5496 | 3.8648 | 5.9587 | 7.9685 | 7.9685 | 7.9685 | 3.3168 | 3.3642 | 3.3642 | 3.6307 | 3.9743 | 3.9743
2025-06-06 21:00 | 3.1527 | 3.4326 | 5.2923 | 7.0774 | 7.0774 | 7.0774 | 3.0649 | 3.1087 | 3.1087 | 3.355 | 3.6725 | 3.6725
2025-06-06 22:00 | 2.9008 | 3.1583 | 4.8694 | 6.5119 | 6.5119 | 6.5119 | 2.7481 | 2.7874 | 2.7874 | 3.0082 | 3.2929 | 3.2929
2025-06-06 23:00 | 2.4542 | 2.6721 | 4.1198 | 5.5094 | 5.5094 | 5.5094 | 2.4962 | 2.5318 | 2.5318 | 2.7325 | 2.991 | 2.991
2025-06-07 | 2.0992 | 2.2856 | 3.5239 | 4.7126 | 4.7126 | 4.7126 | 2.1947 | 2.226 | 2.226 | 2.4024 | 2.6297 | 2.6297
2025-06-07 01:00 | 1.9084 | 2.0778 | 3.2036 | 4.2841 | 4.2841 | 4.2841 | 2.0649 | 2.0944 | 2.0944 | 2.2603 | 2.4742 | 2.4742
2025-06-07 02:00 | 1.7672 | 1.9241 | 2.9665 | 3.9671 | 3.9671 | 3.9671 | 1.9122 | 1.9395 | 1.9395 | 2.0932 | 2.2913 | 2.2913
2025-06-07 03:00 | 1.7481 | 1.9033 | 2.9345 | 3.9243 | 3.9243 | 3.9243 | 1.8817 | 1.9086 | 1.9086 | 2.0598 | 2.2547 | 2.2547
2025-06-07 04:00 | 1.6832 | 1.8326 | 2.8256 | 3.7786 | 3.7786 | 3.7786 | 1.9695 | 1.9976 | 1.9976 | 2.1559 | 2.3599 | 2.3599
2025-06-07 05:00 | 1.9847 | 2.1609 | 3.3317 | 4.4555 | 4.4555 | 4.4555 | 2 | 2.0286 | 2.0286 | 2.1893 | 2.3965 | 2.3965
2025-06-07 06:00 | 2.4237 | 2.6388 | 4.0685 | 5.4409 | 5.4409 | 5.4409 | 2.374 | 2.408 | 2.408 | 2.5988 | 2.8447 | 2.8447
2025-06-07 07:00 | 2.8053 | 3.0544 | 4.7093 | 6.2977 | 6.2977 | 6.2977 | 2.7634 | 2.8028 | 2.8028 | 3.0249 | 3.3112 | 3.3112
2025-06-07 08:00 | 2.9237 | 3.1832 | 4.9079 | 6.5633 | 6.5633 | 6.5633 | 2.7748 | 2.8145 | 2.8145 | 3.0375 | 3.3249 | 3.3249
2025-06-07 09:00 | 2.8779 | 3.1334 | 4.831 | 6.4605 | 6.4605 | 6.4605 | 2.687 | 2.7254 | 2.7254 | 2.9414 | 3.2197 | 3.2197
2025-06-07 10:00 | 2.7519 | 2.9962 | 4.6196 | 6.1777 | 6.1777 | 6.1777 | 2.6832 | 2.7215 | 2.7215 | 2.9372 | 3.2151 | 3.2151
2025-06-07 11:00 | 2.9046 | 3.1624 | 4.8758 | 6.5205 | 6.5205 | 6.5205 | 2.9008 | 2.9422 | 2.9422 | 3.1753 | 3.4758 | 3.4758
2025-06-07 12:00 | 3.1947 | 3.4783 | 5.3628 | 7.1717 | 7.1717 | 7.1717 | 3.1031 | 3.1474 | 3.1474 | 3.3968 | 3.7182 | 3.7182
2025-06-07 13:00 | 3.0153 | 3.283 | 5.0617 | 6.769 | 6.769 | 6.769 | 3.0763 | 3.1203 | 3.1203 | 3.3675 | 3.6862 | 3.6862
2025-06-07 14:00 | 3.0076 | 3.2747 | 5.0488 | 6.7518 | 6.7518 | 6.7518 | 2.8092 | 2.8493 | 2.8493 | 3.0751 | 3.3661 | 3.3661
2025-06-07 15:00 | 3.1412 | 3.4201 | 5.2731 | 7.0517 | 7.0517 | 7.0517 | 2.8015 | 2.8416 | 2.8416 | 3.0667 | 3.3569 | 3.3569
2025-06-07 16:00 | 3.5 | 3.8107 | 5.8754 | 7.8571 | 7.8571 | 7.8571 | 3.0076 | 3.0506 | 3.0506 | 3.2923 | 3.6039 | 3.6039
2025-06-07 17:00 | 3.8359 | 4.1764 | 6.4392 | 8.6111 | 8.6111 | 8.6111 | 3.3855 | 3.4339 | 3.4339 | 3.706 | 4.0566 | 4.0566
2025-06-07 18:00 | 3.7099 | 4.0393 | 6.2278 | 8.3284 | 8.3284 | 8.3284 | 3.3168 | 3.3642 | 3.3642 | 3.6307 | 3.9743 | 3.9743
2025-06-07 19:00 | 3.4809 | 3.79 | 5.8433 | 7.8143 | 7.8143 | 7.8143 | 3.0496 | 3.0932 | 3.0932 | 3.3383 | 3.6542 | 3.6542
2025-06-07 20:00 | 3.2443 | 3.5323 | 5.4461 | 7.2831 | 7.2831 | 7.2831 | 2.7748 | 2.8145 | 2.8145 | 3.0375 | 3.3249 | 3.3249
2025-06-07 21:00 | 3.1031 | 3.3785 | 5.209 | 6.966 | 6.966 | 6.966 | 2.645 | 2.6828 | 2.6828 | 2.8954 | 3.1694 | 3.1694
2025-06-07 22:00 | 2.7328 | 2.9754 | 4.5875 | 6.1349 | 6.1349 | 6.1349 | 2.6298 | 2.6673 | 2.6673 | 2.8787 | 3.1511 | 3.1511
2025-06-07 23:00 | 2.4198 | 2.6347 | 4.0621 | 5.4323 | 5.4323 | 5.4323 | 2.3244 | 2.3576 | 2.3576 | 2.5444 | 2.7852 | 2.7852
2025-06-08 | 2.1832 | 2.377 | 3.6649 | 4.9011 | 4.9011 | 4.9011 | 1.9618 | 1.9899 | 1.9899 | 2.1475 | 2.3507 | 2.3507
2025-06-08 01:00 | 1.9008 | 2.0695 | 3.1908 | 4.267 | 4.267 | 4.267 | 1.9618 | 1.9899 | 1.9899 | 2.1475 | 2.3507 | 2.3507
2025-06-08 02:00 | 1.7405 | 1.895 | 2.9217 | 3.9071 | 3.9071 | 3.9071 | 1.8397 | 1.866 | 1.866 | 2.0138 | 2.2044 | 2.2044
2025-06-08 03:00 | 1.6489 | 1.7952 | 2.7679 | 3.7015 | 3.7015 | 3.7015 | 1.8969 | 1.924 | 1.924 | 2.0765 | 2.273 | 2.273
2025-06-08 04:00 | 1.6756 | 1.8243 | 2.8127 | 3.7615 | 3.7615 | 3.7615 | 1.916 | 1.9434 | 1.9434 | 2.0974 | 2.2959 | 2.2959
2025-06-08 05:00 | 2.0992 | 2.2856 | 3.5239 | 4.7126 | 4.7126 | 4.7126 | 1.9924 | 2.0208 | 2.0208 | 2.181 | 2.3873 | 2.3873
2025-06-08 06:00 | 2.3664 | 2.5765 | 3.9724 | 5.3123 | 5.3123 | 5.3123 | 2.313 | 2.346 | 2.346 | 2.5319 | 2.7715 | 2.7715
2025-06-08 07:00 | 2.8282 | 3.0793 | 4.7477 | 6.3491 | 6.3491 | 6.3491 | 2.6489 | 2.6867 | 2.6867 | 2.8996 | 3.174 | 3.174
2025-06-08 08:00 | 3.0725 | 3.3453 | 5.1578 | 6.8975 | 6.8975 | 6.8975 | 2.7672 | 2.8067 | 2.8067 | 3.0291 | 3.3157 | 3.3157
2025-06-08 09:00 | 3.0725 | 3.3453 | 5.1578 | 6.8975 | 6.8975 | 6.8975 | 2.7824 | 2.8222 | 2.8222 | 3.0458 | 3.334 | 3.334
2025-06-08 10:00 | 2.9084 | 3.1666 | 4.8823 | 6.529 | 6.529 | 6.529 | 2.6947 | 2.7332 | 2.7332 | 2.9497 | 3.2288 | 3.2288
2025-06-08 11:00 | 2.4924 | 2.7136 | 4.1839 | 5.5951 | 5.5951 | 5.5951 | 2.5649 | 2.6015 | 2.6015 | 2.8077 | 3.0734 | 3.0734
2025-06-08 12:00 | 2.729 | 2.9713 | 4.5811 | 6.1263 | 6.1263 | 6.1263 | 2.7939 | 2.8338 | 2.8338 | 3.0584 | 3.3478 | 3.3478
2025-06-08 13:00 | 2.7099 | 2.9505 | 4.5491 | 6.0835 | 6.0835 | 6.0835 | 2.7099 | 2.7486 | 2.7486 | 2.9664 | 3.2471 | 3.2471
2025-06-08 14:00 | 2.8435 | 3.096 | 4.7733 | 6.3834 | 6.3834 | 6.3834 | 2.8359 | 2.8764 | 2.8764 | 3.1043 | 3.3981 | 3.3981
2025-06-08 15:00 | 3.0344 | 3.3037 | 5.0937 | 6.8118 | 6.8118 | 6.8118 | 2.958 | 3.0003 | 3.0003 | 3.238 | 3.5444 | 3.5444
2025-06-08 16:00 | 3.7863 | 4.1224 | 6.3559 | 8.4998 | 8.4998 | 8.4998 | 3.4198 | 3.4687 | 3.4687 | 3.7436 | 4.0978 | 4.0978
2025-06-08 17:00 | 4.2137 | 4.5878 | 7.0735 | 9.4594 | 9.4594 | 9.4594 | 3.5802 | 3.6313 | 3.6313 | 3.919 | 4.2899 | 4.2899
2025-06-08 18:00 | 4.1145 | 4.4798 | 6.9069 | 9.2366 | 9.2366 | 9.2366 | 3.4809 | 3.5307 | 3.5307 | 3.8104 | 4.171 | 4.171
2025-06-08 19:00 | 3.9275 | 4.2762 | 6.593 | 8.8168 | 8.8168 | 8.8168 | 3.374 | 3.4223 | 3.4223 | 3.6934 | 4.0429 | 4.0429
2025-06-08 20:00 | 3.7023 | 4.031 | 6.2149 | 8.3113 | 8.3113 | 8.3113 | 3.1221 | 3.1667 | 3.1667 | 3.4177 | 3.7411 | 3.7411
2025-06-08 21:00 | 3.4427 | 3.7484 | 5.7793 | 7.7286 | 7.7286 | 7.7286 | 2.8664 | 2.9074 | 2.9074 | 3.1377 | 3.4347 | 3.4347
2025-06-08 22:00 | 3.0573 | 3.3287 | 5.1321 | 6.8632 | 6.8632 | 6.8632 | 2.6679 | 2.7061 | 2.7061 | 2.9205 | 3.1968 | 3.1968
2025-06-08 23:00 | 2.5802 | 2.8092 | 4.3312 | 5.7922 | 5.7922 | 5.7922 | 2.4237 | 2.4583 | 2.4583 | 2.6531 | 2.9041 | 2.9041
2025-06-09 | 2.1565 | 2.3479 | 3.62 | 4.8411 | 4.8411 | 4.8411 | 2.1145 | 2.1447 | 2.1447 | 2.3147 | 2.5337 | 2.5337
2025-06-09 01:00 | 1.9695 | 2.1443 | 3.3061 | 4.4212 | 4.4212 | 4.4212 | 2.0725 | 2.1021 | 2.1021 | 2.2687 | 2.4834 | 2.4834
2025-06-09 02:00 | 1.7939 | 1.9532 | 3.0114 | 4.0271 | 4.0271 | 4.0271 | 2.0305 | 2.0595 | 2.0595 | 2.2227 | 2.4331 | 2.4331
2025-06-09 03:00 | 1.7366 | 1.8908 | 2.9153 | 3.8986 | 3.8986 | 3.8986 | 2.1832 | 2.2144 | 2.2144 | 2.3899 | 2.616 | 2.616
2025-06-09 04:00 | 1.7824 | 1.9407 | 2.9921 | 4.0014 | 4.0014 | 4.0014 | 2.2099 | 2.2415 | 2.2415 | 2.4191 | 2.648 | 2.648
2025-06-09 05:00 | 2.1336 | 2.323 | 3.5816 | 4.7897 | 4.7897 | 4.7897 | 2.6336 | 2.6712 | 2.6712 | 2.8829 | 3.1557 | 3.1557
2025-06-09 06:00 | 2.6336 | 2.8674 | 4.4209 | 5.9121 | 5.9121 | 5.9121 | 2.9542 | 2.9964 | 2.9964 | 3.2338 | 3.5398 | 3.5398
2025-06-09 07:00 | 3.0153 | 3.283 | 5.0617 | 6.769 | 6.769 | 6.769 | 3.5038 | 3.5539 | 3.5539 | 3.8355 | 4.1984 | 4.1984
2025-06-09 08:00 | 3.3244 | 3.6196 | 5.5806 | 7.463 | 7.463 | 7.463 | 3.7252 | 3.7784 | 3.7784 | 4.0778 | 4.4637 | 4.4637
2025-06-09 09:00 | 3.7672 | 4.1016 | 6.3239 | 8.4569 | 8.4569 | 8.4569 | 3.7099 | 3.7629 | 3.7629 | 4.0611 | 4.4454 | 4.4454
2025-06-09 10:00 | 3.4695 | 3.7775 | 5.8241 | 7.7886 | 7.7886 | 7.7886 | 3.7099 | 3.7629 | 3.7629 | 4.0611 | 4.4454 | 4.4454
2025-06-09 11:00 | 3.3321 | 3.6279 | 5.5934 | 7.4801 | 7.4801 | 7.4801 | 3.3282 | 3.3758 | 3.3758 | 3.6433 | 3.988 | 3.988
2025-06-09 12:00 | 3.5115 | 3.8232 | 5.8946 | 7.8828 | 7.8828 | 7.8828 | 3.5725 | 3.6236 | 3.6236 | 3.9107 | 4.2807 | 4.2807
2025-06-09 13:00 | 3.5878 | 3.9063 | 6.0227 | 8.0542 | 8.0542 | 8.0542 | 3.7366 | 3.79 | 3.79 | 4.0903 | 4.4774 | 4.4774
2025-06-09 14:00 | 3.2824 | 3.5739 | 5.5102 | 7.3687 | 7.3687 | 7.3687 | 3.2061 | 3.2519 | 3.2519 | 3.5096 | 3.8417 | 3.8417
2025-06-09 15:00 | 3.3015 | 3.5946 | 5.5422 | 7.4116 | 7.4116 | 7.4116 | 3.4427 | 3.4919 | 3.4919 | 3.7686 | 4.1252 | 4.1252
2025-06-09 16:00 | 3.9733 | 4.326 | 6.6698 | 8.9196 | 8.9196 | 8.9196 | 3.9504 | 4.0068 | 4.0068 | 4.3243 | 4.7335 | 4.7335
2025-06-09 17:00 | 4.355 | 4.7416 | 7.3106 | 9.7764 | 9.7764 | 9.7764 | 4.0611 | 4.1191 | 4.1191 | 4.4455 | 4.8661 | 4.8661
2025-06-09 18:00 | 4.3359 | 4.7208 | 7.2785 | 9.7336 | 9.7336 | 9.7336 | 3.8817 | 3.9371 | 3.9371 | 4.2491 | 4.6512 | 4.6512
2025-06-09 19:00 | 4.271 | 4.6502 | 7.1696 | 9.5879 | 9.5879 | 9.5879 | 3.5305 | 3.581 | 3.581 | 3.8647 | 4.2304 | 4.2304
2025-06-09 20:00 | 4.0611 | 4.4216 | 6.8172 | 9.1167 | 9.1167 | 9.1167 | 3.3473 | 3.3952 | 3.3952 | 3.6642 | 4.0109 | 4.0109
2025-06-09 21:00 | 3.5763 | 3.8938 | 6.0035 | 8.0285 | 8.0285 | 8.0285 | 2.8855 | 2.9267 | 2.9267 | 3.1586 | 3.4575 | 3.4575
2025-06-09 22:00 | 3.0076 | 3.2747 | 5.0488 | 6.7518 | 6.7518 | 6.7518 | 2.6336 | 2.6712 | 2.6712 | 2.8829 | 3.1557 | 3.1557
2025-06-09 23:00 | 2.4771 | 2.697 | 4.1582 | 5.5608 | 5.5608 | 5.5608 | 2.3282 | 2.3615 | 2.3615 | 2.5486 | 2.7898 | 2.7898
2025-06-10 | 2.0687 | 2.2524 | 3.4727 | 4.644 | 4.644 | 4.644 | 2.0763 | 2.106 | 2.106 | 2.2729 | 2.488 | 2.488
2025-06-10 01:00 | 1.8511 | 2.0155 | 3.1075 | 4.1556 | 4.1556 | 4.1556 | 2.0878 | 2.1176 | 2.1176 | 2.2854 | 2.5017 | 2.5017
2025-06-10 02:00 | 1.7252 | 1.8784 | 2.896 | 3.8729 | 3.8729 | 3.8729 | 2.0687 | 2.0983 | 2.0983 | 2.2645 | 2.4788 | 2.4788
2025-06-10 03:00 | 1.7366 | 1.8908 | 2.9153 | 3.8986 | 3.8986 | 3.8986 | 2.1107 | 2.1408 | 2.1408 | 2.3105 | 2.5291 | 2.5291
2025-06-10 04:00 | 1.7672 | 1.9241 | 2.9665 | 3.9671 | 3.9671 | 3.9671 | 2.3893 | 2.4235 | 2.4235 | 2.6155 | 2.863 | 2.863
2025-06-10 05:00 | 2.4771 | 2.697 | 4.1582 | 5.5608 | 5.5608 | 5.5608 | 2.9313 | 2.9732 | 2.9732 | 3.2088 | 3.5124 | 3.5124
2025-06-10 06:00 | 3.5344 | 3.8481 | 5.933 | 7.9342 | 7.9342 | 7.9342 | 3.6412 | 3.6932 | 3.6932 | 3.9859 | 4.3631 | 4.3631
2025-06-10 07:00 | 3.9237 | 4.272 | 6.5866 | 8.8082 | 8.8082 | 8.8082 | 4.313 | 4.3746 | 4.3746 | 4.7212 | 5.168 | 5.168
2025-06-10 08:00 | 3.4847 | 3.7941 | 5.8497 | 7.8229 | 7.8229 | 7.8229 | 4.2214 | 4.2817 | 4.2817 | 4.621 | 5.0582 | 5.0582
2025-06-10 09:00 | 2.3511 | 2.5599 | 3.9468 | 5.2781 | 5.2781 | 5.2781 | 3.6069 | 3.6584 | 3.6584 | 3.9483 | 4.3219 | 4.3219
2025-06-10 10:00 | 1.7824 | 1.9407 | 2.9921 | 4.0014 | 4.0014 | 4.0014 | 2.9046 | 2.9461 | 2.9461 | 3.1795 | 3.4804 | 3.4804
2025-06-10 11:00 | 1.542 | 1.6789 | 2.5885 | 3.4616 | 3.4616 | 3.4616 | 2.4962 | 2.5318 | 2.5318 | 2.7325 | 2.991 | 2.991
2025-06-10 12:00 | 1.3931 | 1.5168 | 2.3386 | 3.1274 | 3.1274 | 3.1274 | 2.2099 | 2.2415 | 2.2415 | 2.4191 | 2.648 | 2.648
2025-06-10 13:00 | 1.3893 | 1.5127 | 2.3322 | 3.1189 | 3.1189 | 3.1189 | 2.0267 | 2.0557 | 2.0557 | 2.2186 | 2.4285 | 2.4285
2025-06-10 14:00 | 1.584 | 1.7246 | 2.659 | 3.5558 | 3.5558 | 3.5558 | 2.3626 | 2.3964 | 2.3964 | 2.5862 | 2.831 | 2.831
2025-06-10 15:00 | 2.0229 | 2.2025 | 3.3958 | 4.5412 | 4.5412 | 4.5412 | 2.8817 | 2.9229 | 2.9229 | 3.1544 | 3.4529 | 3.4529
2025-06-10 16:00 | 3.0687 | 3.3411 | 5.1514 | 6.8889 | 6.8889 | 6.8889 | 3.6336 | 3.6855 | 3.6855 | 3.9775 | 4.3539 | 4.3539
2025-06-10 17:00 | 4.042 | 4.4008 | 6.7852 | 9.0738 | 9.0738 | 9.0738 | 3.7595 | 3.8133 | 3.8133 | 4.1154 | 4.5048 | 4.5048
2025-06-10 18:00 | 4.0305 | 4.3884 | 6.766 | 9.0481 | 9.0481 | 9.0481 | 3.7366 | 3.79 | 3.79 | 4.0903 | 4.4774 | 4.4774
2025-06-10 19:00 | 4.042 | 4.4008 | 6.7852 | 9.0738 | 9.0738 | 9.0738 | 3.6107 | 3.6623 | 3.6623 | 3.9525 | 4.3265 | 4.3265
2025-06-10 20:00 | 3.7252 | 4.0559 | 6.2534 | 8.3627 | 8.3627 | 8.3627 | 3.4275 | 3.4765 | 3.4765 | 3.7519 | 4.1069 | 4.1069
2025-06-10 21:00 | 3.3511 | 3.6487 | 5.6255 | 7.523 | 7.523 | 7.523 | 3.1718 | 3.2171 | 3.2171 | 3.472 | 3.8005 | 3.8005
2025-06-10 22:00 | 3.0534 | 3.3245 | 5.1257 | 6.8546 | 6.8546 | 6.8546 | 2.855 | 2.8958 | 2.8958 | 3.1252 | 3.4209 | 3.4209
2025-06-10 23:00 | 2.5038 | 2.7261 | 4.2031 | 5.6208 | 5.6208 | 5.6208 | 2.5305 | 2.5667 | 2.5667 | 2.7701 | 3.0322 | 3.0322
2025-06-11 | 2.3092 | 2.5142 | 3.8763 | 5.1838 | 5.1838 | 5.1838 | 2.2863 | 2.3189 | 2.3189 | 2.5027 | 2.7395 | 2.7395
2025-06-11 01:00 | 1.9542 | 2.1277 | 3.2805 | 4.387 | 4.387 | 4.387 | 2.2176 | 2.2492 | 2.2492 | 2.4275 | 2.6572 | 2.6572
2025-06-11 02:00 | 1.8855 | 2.0529 | 3.1651 | 4.2327 | 4.2327 | 4.2327 | 2.1832 | 2.2144 | 2.2144 | 2.3899 | 2.616 | 2.616
2025-06-11 03:00 | 1.874 | 2.0404 | 3.1459 | 4.207 | 4.207 | 4.207 | 2.2939 | 2.3267 | 2.3267 | 2.511 | 2.7486 | 2.7486
2025-06-11 04:00 | 2.0344 | 2.215 | 3.415 | 4.5669 | 4.5669 | 4.5669 | 2.458 | 2.4931 | 2.4931 | 2.6907 | 2.9453 | 2.9453
2025-06-11 05:00 | 2.5725 | 2.8009 | 4.3184 | 5.775 | 5.775 | 5.775 | 3.084 | 3.128 | 3.128 | 3.3759 | 3.6953 | 3.6953
2025-06-11 06:00 | 3.6947 | 4.0227 | 6.2021 | 8.2941 | 8.2941 | 8.2941 | 3.9427 | 3.9991 | 3.9991 | 4.316 | 4.7244 | 4.7244
2025-06-11 07:00 | 3.9924 | 4.3468 | 6.7019 | 8.9624 | 8.9624 | 8.9624 | 4.3969 | 4.4598 | 4.4598 | 4.8131 | 5.2686 | 5.2686
2025-06-11 08:00 | 3.9122 | 4.2595 | 6.5673 | 8.7825 | 8.7825 | 8.7825 | 4.3931 | 4.4559 | 4.4559 | 4.809 | 5.264 | 5.264
2025-06-11 09:00 | 3.2481 | 3.5365 | 5.4525 | 7.2916 | 7.2916 | 7.2916 | 4.1565 | 4.2159 | 4.2159 | 4.5499 | 4.9805 | 4.9805
2025-06-11 10:00 | 2.3893 | 2.6014 | 4.0109 | 5.3638 | 5.3638 | 5.3638 | 3.3817 | 3.43 | 3.43 | 3.7018 | 4.0521 | 4.0521
2025-06-11 11:00 | 1.6985 | 1.8493 | 2.8512 | 3.8129 | 3.8129 | 3.8129 | 2.6527 | 2.6906 | 2.6906 | 2.9038 | 3.1785 | 3.1785
2025-06-11 12:00 | 1.5534 | 1.6913 | 2.6077 | 3.4873 | 3.4873 | 3.4873 | 2.3817 | 2.4157 | 2.4157 | 2.6071 | 2.8538 | 2.8538
2025-06-11 13:00 | 1.4695 | 1.5999 | 2.4668 | 3.2988 | 3.2988 | 3.2988 | 2.5229 | 2.5589 | 2.5589 | 2.7617 | 3.023 | 3.023
2025-06-11 14:00 | 1.8359 | 1.9989 | 3.0818 | 4.1214 | 4.1214 | 4.1214 | 2.7137 | 2.7525 | 2.7525 | 2.9706 | 3.2517 | 3.2517
2025-06-11 15:00 | 2.2099 | 2.4061 | 3.7097 | 4.961 | 4.961 | 4.961 | 3.1794 | 3.2248 | 3.2248 | 3.4803 | 3.8097 | 3.8097
2025-06-11 16:00 | 3.0076 | 3.2747 | 5.0488 | 6.7518 | 6.7518 | 6.7518 | 3.6336 | 3.6855 | 3.6855 | 3.9775 | 4.3539 | 4.3539
2025-06-11 17:00 | 4.2023 | 4.5754 | 7.0543 | 9.4337 | 9.4337 | 9.4337 | 3.958 | 4.0146 | 4.0146 | 4.3327 | 4.7427 | 4.7427
2025-06-11 18:00 | 4.2328 | 4.6086 | 7.1055 | 9.5022 | 9.5022 | 9.5022 | 3.9885 | 4.0455 | 4.0455 | 4.3661 | 4.7792 | 4.7792
2025-06-11 19:00 | 4.3282 | 4.7125 | 7.2657 | 9.7165 | 9.7165 | 9.7165 | 3.7863 | 3.8404 | 3.8404 | 4.1447 | 4.5369 | 4.5369
2025-06-11 20:00 | 4.0687 | 4.4299 | 6.83 | 9.1338 | 9.1338 | 9.1338 | 3.7023 | 3.7552 | 3.7552 | 4.0527 | 4.4362 | 4.4362
2025-06-11 21:00 | 3.7405 | 4.0725 | 6.279 | 8.3969 | 8.3969 | 8.3969 | 3.4466 | 3.4958 | 3.4958 | 3.7728 | 4.1298 | 4.1298
2025-06-11 22:00 | 3.3092 | 3.6029 | 5.555 | 7.4287 | 7.4287 | 7.4287 | 3.1336 | 3.1784 | 3.1784 | 3.4302 | 3.7548 | 3.7548
2025-06-11 23:00 | 2.8321 | 3.0835 | 4.7541 | 6.3577 | 6.3577 | 6.3577 | 2.7557 | 2.7951 | 2.7951 | 3.0166 | 3.302 | 3.302
2025-06-12 | 2.2748 | 2.4768 | 3.8187 | 5.1067 | 5.1067 | 5.1067 | 2.3855 | 2.4196 | 2.4196 | 2.6113 | 2.8584 | 2.8584
2025-06-12 01:00 | 1.9962 | 2.1734 | 3.3509 | 4.4812 | 4.4812 | 4.4812 | 2.3282 | 2.3615 | 2.3615 | 2.5486 | 2.7898 | 2.7898
2025-06-12 02:00 | 1.9389 | 2.1111 | 3.2548 | 4.3527 | 4.3527 | 4.3527 | 2.3282 | 2.3615 | 2.3615 | 2.5486 | 2.7898 | 2.7898
2025-06-12 03:00 | 1.9466 | 2.1194 | 3.2676 | 4.3698 | 4.3698 | 4.3698 | 2.4466 | 2.4815 | 2.4815 | 2.6781 | 2.9316 | 2.9316
2025-06-12 04:00 | 2.1565 | 2.3479 | 3.62 | 4.8411 | 4.8411 | 4.8411 | 2.6221 | 2.6596 | 2.6596 | 2.8703 | 3.142 | 3.142
2025-06-12 05:00 | 2.7366 | 2.9796 | 4.5939 | 6.1435 | 6.1435 | 6.1435 | 3.1718 | 3.2171 | 3.2171 | 3.472 | 3.8005 | 3.8005
2025-06-12 06:00 | 3.916 | 4.2637 | 6.5737 | 8.7911 | 8.7911 | 8.7911 | 3.9771 | 4.0339 | 4.0339 | 4.3536 | 4.7655 | 4.7655
2025-06-12 07:00 | 4.4313 | 4.8247 | 7.4387 | 9.9478 | 9.9478 | 9.9478 | 4.7366 | 4.8043 | 4.8043 | 5.185 | 5.6756 | 5.6756
2025-06-12 08:00 | 4.1794 | 4.5504 | 7.0158 | 9.3823 | 9.3823 | 9.3823 | 4.7595 | 4.8275 | 4.8275 | 5.2101 | 5.7031 | 5.7031
2025-06-12 09:00 | 3.7328 | 4.0642 | 6.2662 | 8.3798 | 8.3798 | 8.3798 | 4.5305 | 4.5953 | 4.5953 | 4.9594 | 5.4287 | 5.4287
2025-06-12 10:00 | 3.3664 | 3.6653 | 5.6511 | 7.5572 | 7.5572 | 7.5572 | 4.4198 | 4.483 | 4.483 | 4.8382 | 5.296 | 5.296
2025-06-12 11:00 | 2.6374 | 2.8716 | 4.4273 | 5.9207 | 5.9207 | 5.9207 | 3.9008 | 3.9565 | 3.9565 | 4.27 | 4.6741 | 4.6741
2025-06-12 12:00 | 2.0382 | 2.2191 | 3.4214 | 4.5755 | 4.5755 | 4.5755 | 3 | 3.0429 | 3.0429 | 3.284 | 3.5947 | 3.5947
2025-06-12 13:00 | 1.6756 | 1.8243 | 2.8127 | 3.7615 | 3.7615 | 3.7615 | 2.729 | 2.768 | 2.768 | 2.9873 | 3.27 | 3.27
2025-06-12 14:00 | 2.0916 | 2.2773 | 3.5111 | 4.6954 | 4.6954 | 4.6954 | 3 | 3.0429 | 3.0429 | 3.284 | 3.5947 | 3.5947
2025-06-12 15:00 | 2.9771 | 3.2414 | 4.9976 | 6.6833 | 6.6833 | 6.6833 | 3.6412 | 3.6932 | 3.6932 | 3.9859 | 4.3631 | 4.3631
2025-06-12 16:00 | 3.4198 | 3.7235 | 5.7408 | 7.6772 | 7.6772 | 7.6772 | 3.8626 | 3.9178 | 3.9178 | 4.2282 | 4.6283 | 4.6283
2025-06-12 17:00 | 4.6183 | 5.0283 | 7.7527 | 10.3676 | 10.3676 | 10.3676 | 4.0992 | 4.1578 | 4.1578 | 4.4873 | 4.9119 | 4.9119
2025-06-12 18:00 | 4.8092 | 5.2361 | 8.073 | 10.7961 | 10.7961 | 10.7961 | 4 | 4.0572 | 4.0572 | 4.3786 | 4.793 | 4.793
2025-06-12 19:00 | 4.7634 | 5.1863 | 7.9961 | 10.6932 | 10.6932 | 10.6932 | 3.9351 | 3.9913 | 3.9913 | 4.3076 | 4.7152 | 4.7152
2025-06-12 20:00 | 4.6298 | 5.0408 | 7.7719 | 10.3933 | 10.3933 | 10.3933 | 3.9275 | 3.9836 | 3.9836 | 4.2992 | 4.7061 | 4.7061
2025-06-12 21:00 | 4.1641 | 4.5338 | 6.9902 | 9.348 | 9.348 | 9.348 | 3.4771 | 3.5268 | 3.5268 | 3.8062 | 4.1664 | 4.1664
2025-06-12 22:00 | 3.6641 | 3.9894 | 6.1509 | 8.2256 | 8.2256 | 8.2256 | 3.1107 | 3.1551 | 3.1551 | 3.4051 | 3.7274 | 3.7274
2025-06-12 23:00 | 3.0649 | 3.337 | 5.1449 | 6.8803 | 6.8803 | 6.8803 | 2.7977 | 2.8377 | 2.8377 | 3.0625 | 3.3523 | 3.3523
2025-06-13 | 2.5076 | 2.7303 | 4.2095 | 5.6294 | 5.6294 | 5.6294 | 2.4313 | 2.466 | 2.466 | 2.6614 | 2.9133 | 2.9133
2025-06-13 01:00 | 2.1832 | 2.377 | 3.6649 | 4.9011 | 4.9011 | 4.9011 | 2.2863 | 2.3189 | 2.3189 | 2.5027 | 2.7395 | 2.7395
2025-06-13 02:00 | 2.126 | 2.3147 | 3.5688 | 4.7725 | 4.7725 | 4.7725 | 2.3969 | 2.4312 | 2.4312 | 2.6238 | 2.8721 | 2.8721
2025-06-13 03:00 | 2.1031 | 2.2898 | 3.5303 | 4.7211 | 4.7211 | 4.7211 | 2.3588 | 2.3925 | 2.3925 | 2.5821 | 2.8264 | 2.8264
2025-06-13 04:00 | 2.2061 | 2.402 | 3.7033 | 4.9525 | 4.9525 | 4.9525 | 2.7405 | 2.7796 | 2.7796 | 2.9999 | 3.2837 | 3.2837
2025-06-13 05:00 | 2.8588 | 3.1126 | 4.799 | 6.4177 | 6.4177 | 6.4177 | 3.2863 | 3.3332 | 3.3332 | 3.5973 | 3.9377 | 3.9377
2025-06-13 06:00 | 4.1031 | 4.4673 | 6.8877 | 9.2109 | 9.2109 | 9.2109 | 4 | 4.0572 | 4.0572 | 4.3786 | 4.793 | 4.793
2025-06-13 07:00 | 4.5038 | 4.9037 | 7.5604 | 10.1106 | 10.1106 | 10.1106 | 4.6756 | 4.7424 | 4.7424 | 5.1181 | 5.6025 | 5.6025
2025-06-13 08:00 | 4.1527 | 4.5213 | 6.971 | 9.3223 | 9.3223 | 9.3223 | 4.6107 | 4.6766 | 4.6766 | 5.0471 | 5.5247 | 5.5247
2025-06-13 09:00 | 3.2137 | 3.4991 | 5.3948 | 7.2145 | 7.2145 | 7.2145 | 4.1221 | 4.181 | 4.181 | 4.5123 | 4.9393 | 4.9393
2025-06-13 10:00 | 2.416 | 2.6305 | 4.0557 | 5.4237 | 5.4237 | 5.4237 | 3.4046 | 3.4532 | 3.4532 | 3.7268 | 4.0795 | 4.0795
2025-06-13 11:00 | 1.9809 | 2.1568 | 3.3253 | 4.4469 | 4.4469 | 4.4469 | 2.9771 | 3.0196 | 3.0196 | 3.2589 | 3.5673 | 3.5673
2025-06-13 12:00 | 1.916 | 2.0861 | 3.2164 | 4.3013 | 4.3013 | 4.3013 | 3.0229 | 3.0661 | 3.0661 | 3.309 | 3.6222 | 3.6222
2025-06-13 13:00 | 2.2214 | 2.4186 | 3.729 | 4.9868 | 4.9868 | 4.9868 | 3.0573 | 3.1009 | 3.1009 | 3.3466 | 3.6633 | 3.6633
2025-06-13 14:00 | 2.1947 | 2.3895 | 3.6841 | 4.9268 | 4.9268 | 4.9268 | 3.1794 | 3.2248 | 3.2248 | 3.4803 | 3.8097 | 3.8097
2025-06-13 15:00 | 2.4847 | 2.7053 | 4.1711 | 5.578 | 5.578 | 5.578 | 3.4466 | 3.4958 | 3.4958 | 3.7728 | 4.1298 | 4.1298
2025-06-13 16:00 | 3.2748 | 3.5655 | 5.4973 | 7.3516 | 7.3516 | 7.3516 | 3.6412 | 3.6932 | 3.6932 | 3.9859 | 4.3631 | 4.3631
2025-06-13 17:00 | 4.0534 | 4.4133 | 6.8044 | 9.0995 | 9.0995 | 9.0995 | 3.813 | 3.8675 | 3.8675 | 4.1739 | 4.5689 | 4.5689
2025-06-13 18:00 | 4.0573 | 4.4175 | 6.8108 | 9.1081 | 9.1081 | 9.1081 | 3.7137 | 3.7668 | 3.7668 | 4.0653 | 4.45 | 4.45
2025-06-13 19:00 | 4.0649 | 4.4258 | 6.8236 | 9.1252 | 9.1252 | 9.1252 | 3.4695 | 3.519 | 3.519 | 3.7979 | 4.1573 | 4.1573
2025-06-13 20:00 | 3.8244 | 4.164 | 6.42 | 8.5854 | 8.5854 | 8.5854 | 3.2252 | 3.2713 | 3.2713 | 3.5305 | 3.8646 | 3.8646
2025-06-13 21:00 | 3.6718 | 3.9977 | 6.1637 | 8.2427 | 8.2427 | 8.2427 | 2.958 | 3.0003 | 3.0003 | 3.238 | 3.5444 | 3.5444
2025-06-13 22:00 | 3.0954 | 3.3702 | 5.1962 | 6.9489 | 6.9489 | 6.9489 | 2.7214 | 2.7603 | 2.7603 | 2.979 | 3.2609 | 3.2609
2025-06-13 23:00 | 2.7863 | 3.0336 | 4.6772 | 6.2549 | 6.2549 | 6.2549 | 2.626 | 2.6635 | 2.6635 | 2.8745 | 3.1465 | 3.1465
2025-06-14 | 2.4275 | 2.643 | 4.075 | 5.4494 | 5.4494 | 5.4494 | 2.2863 | 2.3189 | 2.3189 | 2.5027 | 2.7395 | 2.7395
2025-06-14 01:00 | 2.0802 | 2.2648 | 3.4919 | 4.6697 | 4.6697 | 4.6697 | 2.1183 | 2.1486 | 2.1486 | 2.3188 | 2.5383 | 2.5383
2025-06-14 02:00 | 1.9771 | 2.1526 | 3.3189 | 4.4384 | 4.4384 | 4.4384 | 2.1565 | 2.1873 | 2.1873 | 2.3606 | 2.584 | 2.584
2025-06-14 03:00 | 1.9847 | 2.1609 | 3.3317 | 4.4555 | 4.4555 | 4.4555 | 2.1374 | 2.1679 | 2.1679 | 2.3397 | 2.5611 | 2.5611
2025-06-14 04:00 | 2.084 | 2.269 | 3.4983 | 4.6783 | 4.6783 | 4.6783 | 2.2481 | 2.2802 | 2.2802 | 2.4609 | 2.6938 | 2.6938
2025-06-14 05:00 | 2.4466 | 2.6638 | 4.107 | 5.4923 | 5.4923 | 5.4923 | 2.5153 | 2.5512 | 2.5512 | 2.7534 | 3.0139 | 3.0139
2025-06-14 06:00 | 2.958 | 3.2206 | 4.9655 | 6.6404 | 6.6404 | 6.6404 | 2.9084 | 2.95 | 2.95 | 3.1837 | 3.485 | 3.485
2025-06-14 07:00 | 3.313 | 3.6071 | 5.5614 | 7.4373 | 7.4373 | 7.4373 | 3.4466 | 3.4958 | 3.4958 | 3.7728 | 4.1298 | 4.1298
2025-06-14 08:00 | 3.4389 | 3.7442 | 5.7728 | 7.72 | 7.72 | 7.72 | 3.3855 | 3.4339 | 3.4339 | 3.706 | 4.0566 | 4.0566
2025-06-14 09:00 | 3.1069 | 3.3827 | 5.2154 | 6.9746 | 6.9746 | 6.9746 | 3.187 | 3.2326 | 3.2326 | 3.4887 | 3.8188 | 3.8188
2025-06-14 10:00 | 2.4924 | 2.7136 | 4.1839 | 5.5951 | 5.5951 | 5.5951 | 2.7901 | 2.8299 | 2.8299 | 3.0542 | 3.3432 | 3.3432
2025-06-14 11:00 | 1.9885 | 2.1651 | 3.3381 | 4.4641 | 4.4641 | 4.4641 | 2.2214 | 2.2531 | 2.2531 | 2.4316 | 2.6617 | 2.6617
2025-06-14 12:00 | 1.8511 | 2.0155 | 3.1075 | 4.1556 | 4.1556 | 4.1556 | 1.9542 | 1.9821 | 1.9821 | 2.1392 | 2.3416 | 2.3416
2025-06-14 13:00 | 1.5916 | 1.7329 | 2.6718 | 3.573 | 3.573 | 3.573 | 1.813 | 1.8389 | 1.8389 | 1.9846 | 2.1724 | 2.1724
2025-06-14 14:00 | 1.8969 | 2.0654 | 3.1844 | 4.2584 | 4.2584 | 4.2584 | 2.2519 | 2.2841 | 2.2841 | 2.4651 | 2.6983 | 2.6983
2025-06-14 15:00 | 2.1832 | 2.377 | 3.6649 | 4.9011 | 4.9011 | 4.9011 | 2.4084 | 2.4428 | 2.4428 | 2.6364 | 2.8858 | 2.8858
2025-06-14 16:00 | 3.0382 | 3.3079 | 5.1001 | 6.8204 | 6.8204 | 6.8204 | 2.9733 | 3.0158 | 3.0158 | 3.2547 | 3.5627 | 3.5627
2025-06-14 17:00 | 3.5344 | 3.8481 | 5.933 | 7.9342 | 7.9342 | 7.9342 | 3.3282 | 3.3758 | 3.3758 | 3.6433 | 3.988 | 3.988
2025-06-14 18:00 | 3.626 | 3.9479 | 6.0868 | 8.1399 | 8.1399 | 8.1399 | 3.3473 | 3.3952 | 3.3952 | 3.6642 | 4.0109 | 4.0109
2025-06-14 19:00 | 3.7061 | 4.0351 | 6.2213 | 8.3198 | 8.3198 | 8.3198 | 3.1947 | 3.2403 | 3.2403 | 3.497 | 3.828 | 3.828
2025-06-14 20:00 | 3.7405 | 4.0725 | 6.279 | 8.3969 | 8.3969 | 8.3969 | 3.1832 | 3.2287 | 3.2287 | 3.4845 | 3.8142 | 3.8142
2025-06-14 21:00 | 3.229 | 3.5157 | 5.4205 | 7.2488 | 7.2488 | 7.2488 | 2.8931 | 2.9345 | 2.9345 | 3.167 | 3.4667 | 3.4667
2025-06-14 22:00 | 3.0916 | 3.3661 | 5.1898 | 6.9403 | 6.9403 | 6.9403 | 2.8168 | 2.857 | 2.857 | 3.0834 | 3.3752 | 3.3752
2025-06-14 23:00 | 2.771 | 3.017 | 4.6516 | 6.2206 | 6.2206 | 6.2206 | 2.6603 | 2.6983 | 2.6983 | 2.9121 | 3.1877 | 3.1877
2025-06-15 | 2.2557 | 2.456 | 3.7866 | 5.0639 | 5.0639 | 5.0639 | 2.1412 | 2.1718 | 2.1718 | 2.3439 | 2.5657 | 2.5657
2025-06-15 01:00 | 2.0763 | 2.2607 | 3.4855 | 4.6612 | 4.6612 | 4.6612 | 2.0802 | 2.1099 | 2.1099 | 2.2771 | 2.4925 | 2.4925
2025-06-15 02:00 | 1.874 | 2.0404 | 3.1459 | 4.207 | 4.207 | 4.207 | 2.1107 | 2.1408 | 2.1408 | 2.3105 | 2.5291 | 2.5291
2025-06-15 03:00 | 1.8397 | 2.003 | 3.0882 | 4.1299 | 4.1299 | 4.1299 | 2.0458 | 2.075 | 2.075 | 2.2394 | 2.4514 | 2.4514
2025-06-15 04:00 | 1.9389 | 2.1111 | 3.2548 | 4.3527 | 4.3527 | 4.3527 | 2.145 | 2.1757 | 2.1757 | 2.3481 | 2.5703 | 2.5703
2025-06-15 05:00 | 2.2557 | 2.456 | 3.7866 | 5.0639 | 5.0639 | 5.0639 | 2.3397 | 2.3731 | 2.3731 | 2.5612 | 2.8035 | 2.8035
2025-06-15 06:00 | 2.7137 | 2.9547 | 4.5555 | 6.0921 | 6.0921 | 6.0921 | 2.7672 | 2.8067 | 2.8067 | 3.0291 | 3.3157 | 3.3157
2025-06-15 07:00 | 3.1031 | 3.3785 | 5.209 | 6.966 | 6.966 | 6.966 | 3.1947 | 3.2403 | 3.2403 | 3.497 | 3.828 | 3.828
2025-06-15 08:00 | 3.4275 | 3.7318 | 5.7536 | 7.6943 | 7.6943 | 7.6943 | 3.4885 | 3.5384 | 3.5384 | 3.8188 | 4.1801 | 4.1801
2025-06-15 09:00 | 3.4885 | 3.7983 | 5.8561 | 7.8314 | 7.8314 | 7.8314 | 3.2901 | 3.3371 | 3.3371 | 3.6015 | 3.9423 | 3.9423
2025-06-15 10:00 | 2.9618 | 3.2248 | 4.972 | 6.649 | 6.649 | 6.649 | 2.8969 | 2.9383 | 2.9383 | 3.1712 | 3.4712 | 3.4712
2025-06-15 11:00 | 3.3969 | 3.6985 | 5.7024 | 7.6258 | 7.6258 | 7.6258 | 3.0802 | 3.1242 | 3.1242 | 3.3717 | 3.6908 | 3.6908
2025-06-15 12:00 | 3.4618 | 3.7692 | 5.8113 | 7.7714 | 7.7714 | 7.7714 | 3.1565 | 3.2016 | 3.2016 | 3.4553 | 3.7822 | 3.7822
2025-06-15 13:00 | 3.5954 | 3.9146 | 6.0355 | 8.0713 | 8.0713 | 8.0713 | 3.2748 | 3.3216 | 3.3216 | 3.5848 | 3.924 | 3.924
2025-06-15 14:00 | 3.5649 | 3.8814 | 5.9843 | 8.0028 | 8.0028 | 8.0028 | 3.2137 | 3.2597 | 3.2597 | 3.5179 | 3.8508 | 3.8508
2025-06-15 15:00 | 3.5725 | 3.8897 | 5.9971 | 8.0199 | 8.0199 | 8.0199 | 3.1794 | 3.2248 | 3.2248 | 3.4803 | 3.8097 | 3.8097
2025-06-15 16:00 | 3.855 | 4.1972 | 6.4712 | 8.654 | 8.654 | 8.654 | 3.4542 | 3.5036 | 3.5036 | 3.7812 | 4.139 | 4.139
2025-06-15 17:00 | 4.1985 | 4.5712 | 7.0479 | 9.4251 | 9.4251 | 9.4251 | 3.626 | 3.6778 | 3.6778 | 3.9692 | 4.3448 | 4.3448
2025-06-15 18:00 | 4.2672 | 4.646 | 7.1632 | 9.5794 | 9.5794 | 9.5794 | 3.5344 | 3.5848 | 3.5848 | 3.8689 | 4.235 | 4.235
2025-06-15 19:00 | 4.1679 | 4.538 | 6.9966 | 9.3566 | 9.3566 | 9.3566 | 3.3664 | 3.4145 | 3.4145 | 3.6851 | 4.0338 | 4.0338
2025-06-15 20:00 | 3.9237 | 4.272 | 6.5866 | 8.8082 | 8.8082 | 8.8082 | 3.2405 | 3.2868 | 3.2868 | 3.5472 | 3.8829 | 3.8829
2025-06-15 21:00 | 3.6107 | 3.9312 | 6.0612 | 8.1056 | 8.1056 | 8.1056 | 3.0954 | 3.1396 | 3.1396 | 3.3884 | 3.7091 | 3.7091
2025-06-15 22:00 | 3.1336 | 3.4118 | 5.2603 | 7.0346 | 7.0346 | 7.0346 | 2.7595 | 2.799 | 2.799 | 3.0207 | 3.3066 | 3.3066
2025-06-15 23:00 | 2.5916 | 2.8217 | 4.3505 | 5.8179 | 5.8179 | 5.8179 | 2.6221 | 2.6596 | 2.6596 | 2.8703 | 3.142 | 3.142
2025-06-16 | 2.0992 | 2.2856 | 3.5239 | 4.7126 | 4.7126 | 4.7126 | 2.1489 | 2.1796 | 2.1796 | 2.3523 | 2.5748 | 2.5748
2025-06-16 01:00 | 1.8664 | 2.0321 | 3.1331 | 4.1899 | 4.1899 | 4.1899 | 2.0954 | 2.1254 | 2.1254 | 2.2938 | 2.5108 | 2.5108
2025-06-16 02:00 | 1.7939 | 1.9532 | 3.0114 | 4.0271 | 4.0271 | 4.0271 | 2.0954 | 2.1254 | 2.1254 | 2.2938 | 2.5108 | 2.5108
2025-06-16 03:00 | 1.7214 | 1.8742 | 2.8896 | 3.8643 | 3.8643 | 3.8643 | 2.0954 | 2.1254 | 2.1254 | 2.2938 | 2.5108 | 2.5108
2025-06-16 04:00 | 1.8702 | 2.0363 | 3.1395 | 4.1985 | 4.1985 | 4.1985 | 2.3321 | 2.3654 | 2.3654 | 2.5528 | 2.7944 | 2.7944
2025-06-16 05:00 | 2.458 | 2.6762 | 4.1262 | 5.518 | 5.518 | 5.518 | 2.8855 | 2.9267 | 2.9267 | 3.1586 | 3.4575 | 3.4575
2025-06-16 06:00 | 3.5115 | 3.8232 | 5.8946 | 7.8828 | 7.8828 | 7.8828 | 3.5992 | 3.6507 | 3.6507 | 3.9399 | 4.3128 | 4.3128
2025-06-16 07:00 | 4.0878 | 4.4507 | 6.8621 | 9.1766 | 9.1766 | 9.1766 | 4.2901 | 4.3514 | 4.3514 | 4.6962 | 5.1405 | 5.1405
2025-06-16 08:00 | 3.8664 | 4.2097 | 6.4904 | 8.6797 | 8.6797 | 8.6797 | 4.4695 | 4.5333 | 4.5333 | 4.8925 | 5.3555 | 5.3555
2025-06-16 09:00 | 3.4008 | 3.7027 | 5.7088 | 7.6344 | 7.6344 | 7.6344 | 4.4237 | 4.4869 | 4.4869 | 4.8424 | 5.3006 | 5.3006
2025-06-16 10:00 | 3.2595 | 3.5489 | 5.4717 | 7.3173 | 7.3173 | 7.3173 | 4.1947 | 4.2546 | 4.2546 | 4.5917 | 5.0262 | 5.0262
2025-06-16 11:00 | 3.1603 | 3.4409 | 5.3051 | 7.0946 | 7.0946 | 7.0946 | 3.958 | 4.0146 | 4.0146 | 4.3327 | 4.7427 | 4.7427
2025-06-16 12:00 | 3.1603 | 3.4409 | 5.3051 | 7.0946 | 7.0946 | 7.0946 | 3.8397 | 3.8946 | 3.8946 | 4.2031 | 4.6009 | 4.6009
2025-06-16 13:00 | 3.0763 | 3.3495 | 5.1642 | 6.906 | 6.906 | 6.906 | 3.7519 | 3.8055 | 3.8055 | 4.107 | 4.4957 | 4.4957
2025-06-16 14:00 | 2.9924 | 3.258 | 5.0232 | 6.7175 | 6.7175 | 6.7175 | 3.6679 | 3.7203 | 3.7203 | 4.0151 | 4.3951 | 4.3951
2025-06-16 15:00 | 2.8206 | 3.071 | 4.7349 | 6.332 | 6.332 | 6.332 | 3.6603 | 3.7126 | 3.7126 | 4.0068 | 4.3859 | 4.3859
2025-06-16 16:00 | 3.7214 | 4.0518 | 6.247 | 8.3541 | 8.3541 | 8.3541 | 4.084 | 4.1423 | 4.1423 | 4.4705 | 4.8936 | 4.8936
2025-06-16 17:00 | 4.7023 | 5.1198 | 7.8936 | 10.5561 | 10.5561 | 10.5561 | 4.3206 | 4.3823 | 4.3823 | 4.7296 | 5.1771 | 5.1771
2025-06-16 18:00 | 4.8931 | 5.3275 | 8.214 | 10.9846 | 10.9846 | 10.9846 | 4.1718 | 4.2314 | 4.2314 | 4.5666 | 4.9988 | 4.9988
2025-06-16 19:00 | 4.7595 | 5.1821 | 7.9897 | 10.6847 | 10.6847 | 10.6847 | 4.2214 | 4.2817 | 4.2817 | 4.621 | 5.0582 | 5.0582
2025-06-16 20:00 | 4.6374 | 5.0491 | 7.7847 | 10.4105 | 10.4105 | 10.4105 | 3.8168 | 3.8713 | 3.8713 | 4.1781 | 4.5734 | 4.5734
2025-06-16 21:00 | 4.0344 | 4.3925 | 6.7724 | 9.0567 | 9.0567 | 9.0567 | 3.4962 | 3.5461 | 3.5461 | 3.8271 | 4.1893 | 4.1893
2025-06-16 22:00 | 3.4695 | 3.7775 | 5.8241 | 7.7886 | 7.7886 | 7.7886 | 3.0153 | 3.0583 | 3.0583 | 3.3007 | 3.613 | 3.613
2025-06-16 23:00 | 2.7863 | 3.0336 | 4.6772 | 6.2549 | 6.2549 | 6.2549 | 2.6221 | 2.6596 | 2.6596 | 2.8703 | 3.142 | 3.142
2025-06-17 | 2.3511 | 2.5599 | 3.9468 | 5.2781 | 5.2781 | 5.2781 | 2.355 | 2.3886 | 2.3886 | 2.5779 | 2.8218 | 2.8218
2025-06-17 01:00 | 1.9885 | 2.1651 | 3.3381 | 4.4641 | 4.4641 | 4.4641 | 2.1947 | 2.226 | 2.226 | 2.4024 | 2.6297 | 2.6297
2025-06-17 02:00 | 1.8817 | 2.0487 | 3.1587 | 4.2242 | 4.2242 | 4.2242 | 2.1947 | 2.226 | 2.226 | 2.4024 | 2.6297 | 2.6297
2025-06-17 03:00 | 1.9198 | 2.0903 | 3.2228 | 4.3099 | 4.3099 | 4.3099 | 2.2214 | 2.2531 | 2.2531 | 2.4316 | 2.6617 | 2.6617
2025-06-17 04:00 | 2.0076 | 2.1859 | 3.3702 | 4.5069 | 4.5069 | 4.5069 | 2.4008 | 2.4351 | 2.4351 | 2.628 | 2.8767 | 2.8767
2025-06-17 05:00 | 2.5802 | 2.8092 | 4.3312 | 5.7922 | 5.7922 | 5.7922 | 2.7672 | 2.8067 | 2.8067 | 3.0291 | 3.3157 | 3.3157
2025-06-17 06:00 | 3.584 | 3.9022 | 6.0163 | 8.0456 | 8.0456 | 8.0456 | 3.7252 | 3.7784 | 3.7784 | 4.0778 | 4.4637 | 4.4637
2025-06-17 07:00 | 3.7634 | 4.0975 | 6.3175 | 8.4483 | 8.4483 | 8.4483 | 4.2557 | 4.3165 | 4.3165 | 4.6586 | 5.0994 | 5.0994
2025-06-17 08:00 | 3.4313 | 3.7359 | 5.76 | 7.7029 | 7.7029 | 7.7029 | 4.0344 | 4.092 | 4.092 | 4.4162 | 4.8341 | 4.8341
2025-06-17 09:00 | 2.1489 | 2.3396 | 3.6072 | 4.824 | 4.824 | 4.824 | 3.374 | 3.4223 | 3.4223 | 3.6934 | 4.0429 | 4.0429
2025-06-17 10:00 | 2.0954 | 2.2815 | 3.5175 | 4.704 | 4.704 | 4.704 | 2.8511 | 2.8919 | 2.8919 | 3.121 | 3.4164 | 3.4164
2025-06-17 11:00 | 1.6641 | 1.8119 | 2.7935 | 3.7358 | 3.7358 | 3.7358 | 2.5076 | 2.5435 | 2.5435 | 2.745 | 3.0048 | 3.0048
2025-06-17 12:00 | 1.4198 | 1.5459 | 2.3835 | 3.1874 | 3.1874 | 3.1874 | 2.3397 | 2.3731 | 2.3731 | 2.5612 | 2.8035 | 2.8035
2025-06-17 13:00 | 1.3206 | 1.4379 | 2.2169 | 2.9646 | 2.9646 | 2.9646 | 2.6107 | 2.648 | 2.648 | 2.8578 | 3.1282 | 3.1282
2025-06-17 14:00 | 1.5191 | 1.6539 | 2.55 | 3.4102 | 3.4102 | 3.4102 | 2.3969 | 2.4312 | 2.4312 | 2.6238 | 2.8721 | 2.8721
2025-06-17 15:00 | 2.5802 | 2.8092 | 4.3312 | 5.7922 | 5.7922 | 5.7922 | 2.916 | 2.9577 | 2.9577 | 3.192 | 3.4941 | 3.4941
2025-06-17 16:00 | 3.2176 | 3.5032 | 5.4012 | 7.2231 | 7.2231 | 7.2231 | 3.5573 | 3.6081 | 3.6081 | 3.894 | 4.2624 | 4.2624
2025-06-17 17:00 | 4.0305 | 4.3884 | 6.766 | 9.0481 | 9.0481 | 9.0481 | 3.8359 | 3.8907 | 3.8907 | 4.199 | 4.5963 | 4.5963
2025-06-17 18:00 | 4.1603 | 4.5297 | 6.9838 | 9.3394 | 9.3394 | 9.3394 | 3.7023 | 3.7552 | 3.7552 | 4.0527 | 4.4362 | 4.4362
2025-06-17 19:00 | 4.0763 | 4.4382 | 6.8428 | 9.1509 | 9.1509 | 9.1509 | 3.4618 | 3.5113 | 3.5113 | 3.7895 | 4.1481 | 4.1481
2025-06-17 20:00 | 3.9237 | 4.272 | 6.5866 | 8.8082 | 8.8082 | 8.8082 | 3.3092 | 3.3564 | 3.3564 | 3.6224 | 3.9652 | 3.9652
2025-06-17 21:00 | 3.4924 | 3.8024 | 5.8625 | 7.84 | 7.84 | 7.84 | 3.145 | 3.19 | 3.19 | 3.4427 | 3.7685 | 3.7685
2025-06-17 22:00 | 3.1336 | 3.4118 | 5.2603 | 7.0346 | 7.0346 | 7.0346 | 2.7252 | 2.7641 | 2.7641 | 2.9831 | 3.2654 | 3.2654
2025-06-17 23:00 | 2.5496 | 2.776 | 4.28 | 5.7236 | 5.7236 | 5.7236 | 2.4695 | 2.5047 | 2.5047 | 2.7032 | 2.959 | 2.959
2025-06-18 | 2.1489 | 2.3396 | 3.6072 | 4.824 | 4.824 | 4.824 | 2.1412 | 2.1718 | 2.1718 | 2.3439 | 2.5657 | 2.5657
2025-06-18 01:00 | 1.916 | 2.0861 | 3.2164 | 4.3013 | 4.3013 | 4.3013 | 2.0916 | 2.1215 | 2.1215 | 2.2896 | 2.5062 | 2.5062
2025-06-18 02:00 | 1.9008 | 2.0695 | 3.1908 | 4.267 | 4.267 | 4.267 | 2.1947 | 2.226 | 2.226 | 2.4024 | 2.6297 | 2.6297
2025-06-18 03:00 | 1.9542 | 2.1277 | 3.2805 | 4.387 | 4.387 | 4.387 | 2.2863 | 2.3189 | 2.3189 | 2.5027 | 2.7395 | 2.7395
2025-06-18 04:00 | 2.0763 | 2.2607 | 3.4855 | 4.6612 | 4.6612 | 4.6612 | 2.5649 | 2.6015 | 2.6015 | 2.8077 | 3.0734 | 3.0734
2025-06-18 05:00 | 2.729 | 2.9713 | 4.5811 | 6.1263 | 6.1263 | 6.1263 | 3.1565 | 3.2016 | 3.2016 | 3.4553 | 3.7822 | 3.7822
2025-06-18 06:00 | 3.7863 | 4.1224 | 6.3559 | 8.4998 | 8.4998 | 8.4998 | 4.1183 | 4.1772 | 4.1772 | 4.5081 | 4.9347 | 4.9347
2025-06-18 07:00 | 4.187 | 4.5587 | 7.0286 | 9.3994 | 9.3994 | 9.3994 | 4.5878 | 4.6533 | 4.6533 | 5.022 | 5.4973 | 5.4973
2025-06-18 08:00 | 3.8511 | 4.1931 | 6.4648 | 8.6454 | 8.6454 | 8.6454 | 4.6031 | 4.6688 | 4.6688 | 5.0388 | 5.5156 | 5.5156
2025-06-18 09:00 | 3.4733 | 3.7816 | 5.8305 | 7.7972 | 7.7972 | 7.7972 | 4.4008 | 4.4636 | 4.4636 | 4.8173 | 5.2732 | 5.2732
2025-06-18 10:00 | 3.145 | 3.4243 | 5.2795 | 7.0603 | 7.0603 | 7.0603 | 4.0611 | 4.1191 | 4.1191 | 4.4455 | 4.8661 | 4.8661
2025-06-18 11:00 | 2.0534 | 2.2357 | 3.447 | 4.6097 | 4.6097 | 4.6097 | 2.8817 | 2.9229 | 2.9229 | 3.1544 | 3.4529 | 3.4529
2025-06-18 12:00 | 1.8969 | 2.0654 | 3.1844 | 4.2584 | 4.2584 | 4.2584 | 2.7176 | 2.7564 | 2.7564 | 2.9748 | 3.2563 | 3.2563
2025-06-18 13:00 | 1.6069 | 1.7495 | 2.6974 | 3.6073 | 3.6073 | 3.6073 | 2.5763 | 2.6131 | 2.6131 | 2.8202 | 3.0871 | 3.0871
2025-06-18 14:00 | 1.7214 | 1.8742 | 2.8896 | 3.8643 | 3.8643 | 3.8643 | 2.771 | 2.8106 | 2.8106 | 3.0333 | 3.3203 | 3.3203
2025-06-18 15:00 | 2.2519 | 2.4518 | 3.7802 | 5.0553 | 5.0553 | 5.0553 | 3.1336 | 3.1784 | 3.1784 | 3.4302 | 3.7548 | 3.7548
2025-06-18 16:00 | 3.1565 | 3.4367 | 5.2987 | 7.086 | 7.086 | 7.086 | 3.9084 | 3.9642 | 3.9642 | 4.2783 | 4.6832 | 4.6832
2025-06-18 17:00 | 4.1221 | 4.4881 | 6.9197 | 9.2538 | 9.2538 | 9.2538 | 3.958 | 4.0146 | 4.0146 | 4.3327 | 4.7427 | 4.7427
2025-06-18 18:00 | 4.4275 | 4.8206 | 7.4323 | 9.9392 | 9.9392 | 9.9392 | 4.042 | 4.0997 | 4.0997 | 4.4246 | 4.8433 | 4.8433
2025-06-18 19:00 | 4.4313 | 4.8247 | 7.4387 | 9.9478 | 9.9478 | 9.9478 | 4.0153 | 4.0726 | 4.0726 | 4.3953 | 4.8113 | 4.8113
2025-06-18 20:00 | 4.2481 | 4.6252 | 7.1312 | 9.5365 | 9.5365 | 9.5365 | 3.6947 | 3.7474 | 3.7474 | 4.0444 | 4.4271 | 4.4271
2025-06-18 21:00 | 4.0878 | 4.4507 | 6.8621 | 9.1766 | 9.1766 | 9.1766 | 3.4656 | 3.5152 | 3.5152 | 3.7937 | 4.1527 | 4.1527
2025-06-18 22:00 | 3.626 | 3.9479 | 6.0868 | 8.1399 | 8.1399 | 8.1399 | 3.2214 | 3.2674 | 3.2674 | 3.5263 | 3.86 | 3.86
2025-06-18 23:00 | 2.7366 | 2.9796 | 4.5939 | 6.1435 | 6.1435 | 6.1435 | 2.8206 | 2.8609 | 2.8609 | 3.0876 | 3.3798 | 3.3798
2025-06-19 | 2.374 | 2.5848 | 3.9853 | 5.3295 | 5.3295 | 5.3295 | 2.4695 | 2.5047 | 2.5047 | 2.7032 | 2.959 | 2.959
2025-06-19 01:00 | 2.1412 | 2.3313 | 3.5944 | 4.8068 | 4.8068 | 4.8068 | 2.3817 | 2.4157 | 2.4157 | 2.6071 | 2.8538 | 2.8538
2025-06-19 02:00 | 2.0763 | 2.2607 | 3.4855 | 4.6612 | 4.6612 | 4.6612 | 2.355 | 2.3886 | 2.3886 | 2.5779 | 2.8218 | 2.8218
2025-06-19 03:00 | 2.0573 | 2.2399 | 3.4535 | 4.6183 | 4.6183 | 4.6183 | 2.4771 | 2.5125 | 2.5125 | 2.7116 | 2.9682 | 2.9682
2025-06-19 04:00 | 2.2214 | 2.4186 | 3.729 | 4.9868 | 4.9868 | 4.9868 | 2.6908 | 2.7293 | 2.7293 | 2.9455 | 3.2243 | 3.2243
2025-06-19 05:00 | 2.9275 | 3.1874 | 4.9143 | 6.5719 | 6.5719 | 6.5719 | 3.4046 | 3.4532 | 3.4532 | 3.7268 | 4.0795 | 4.0795
2025-06-19 06:00 | 4.0382 | 4.3967 | 6.7788 | 9.0653 | 9.0653 | 9.0653 | 3.9847 | 4.0417 | 4.0417 | 4.3619 | 4.7747 | 4.7747
2025-06-19 07:00 | 4.2901 | 4.6709 | 7.2016 | 9.6308 | 9.6308 | 9.6308 | 4.6756 | 4.7424 | 4.7424 | 5.1181 | 5.6025 | 5.6025
2025-06-19 08:00 | 4.3511 | 4.7374 | 7.3042 | 9.7679 | 9.7679 | 9.7679 | 4.7634 | 4.8314 | 4.8314 | 5.2142 | 5.7077 | 5.7077
2025-06-19 09:00 | 3.5 | 3.8107 | 5.8754 | 7.8571 | 7.8571 | 7.8571 | 4.4618 | 4.5256 | 4.5256 | 4.8842 | 5.3464 | 5.3464
2025-06-19 10:00 | 3.0229 | 3.2913 | 5.0745 | 6.7861 | 6.7861 | 6.7861 | 4.1718 | 4.2314 | 4.2314 | 4.5666 | 4.9988 | 4.9988
2025-06-19 11:00 | 2.3855 | 2.5973 | 4.0045 | 5.3552 | 5.3552 | 5.3552 | 3.1679 | 3.2132 | 3.2132 | 3.4678 | 3.796 | 3.796
2025-06-19 12:00 | 2.1145 | 2.3022 | 3.5496 | 4.7468 | 4.7468 | 4.7468 | 2.9313 | 2.9732 | 2.9732 | 3.2088 | 3.5124 | 3.5124
2025-06-19 13:00 | 1.6947 | 1.8451 | 2.8448 | 3.8043 | 3.8043 | 3.8043 | 2.5878 | 2.6248 | 2.6248 | 2.8327 | 3.1008 | 3.1008
2025-06-19 14:00 | 1.9313 | 2.1028 | 3.242 | 4.3356 | 4.3356 | 4.3356 | 2.9656 | 3.008 | 3.008 | 3.2464 | 3.5536 | 3.5536
2025-06-19 15:00 | 2.6031 | 2.8342 | 4.3697 | 5.8436 | 5.8436 | 5.8436 | 3.4313 | 3.4803 | 3.4803 | 3.7561 | 4.1115 | 4.1115
2025-06-19 16:00 | 3.4084 | 3.711 | 5.7216 | 7.6515 | 7.6515 | 7.6515 | 4.0649 | 4.123 | 4.123 | 4.4497 | 4.8707 | 4.8707
2025-06-19 17:00 | 4.3435 | 4.7291 | 7.2913 | 9.7507 | 9.7507 | 9.7507 | 4.3702 | 4.4327 | 4.4327 | 4.7839 | 5.2366 | 5.2366
2025-06-19 18:00 | 4.5038 | 4.9037 | 7.5604 | 10.1106 | 10.1106 | 10.1106 | 4.2405 | 4.301 | 4.301 | 4.6418 | 5.0811 | 5.0811
2025-06-19 19:00 | 4.5305 | 4.9328 | 7.6053 | 10.1706 | 10.1706 | 10.1706 | 3.8931 | 3.9488 | 3.9488 | 4.2616 | 4.6649 | 4.6649
2025-06-19 20:00 | 4.3435 | 4.7291 | 7.2913 | 9.7507 | 9.7507 | 9.7507 | 3.8702 | 3.9255 | 3.9255 | 4.2366 | 4.6375 | 4.6375
2025-06-19 21:00 | 4.4198 | 4.8122 | 7.4195 | 9.9221 | 9.9221 | 9.9221 | 3.6069 | 3.6584 | 3.6584 | 3.9483 | 4.3219 | 4.3219
2025-06-19 22:00 | 3.6908 | 4.0185 | 6.1957 | 8.2855 | 8.2855 | 8.2855 | 3.2977 | 3.3448 | 3.3448 | 3.6099 | 3.9515 | 3.9515
2025-06-19 23:00 | 2.8168 | 3.0669 | 4.7285 | 6.3234 | 6.3234 | 6.3234 | 2.8702 | 2.9112 | 2.9112 | 3.1419 | 3.4392 | 3.4392
2025-06-20 | 2.4198 | 2.6347 | 4.0621 | 5.4323 | 5.4323 | 5.4323 | 2.5267 | 2.5628 | 2.5628 | 2.7659 | 3.0276 | 3.0276
2025-06-20 01:00 | 2.1374 | 2.3272 | 3.588 | 4.7982 | 4.7982 | 4.7982 | 2.5344 | 2.5706 | 2.5706 | 2.7742 | 3.0368 | 3.0368
2025-06-20 02:00 | 2.1145 | 2.3022 | 3.5496 | 4.7468 | 4.7468 | 4.7468 | 2.4962 | 2.5318 | 2.5318 | 2.7325 | 2.991 | 2.991
2025-06-20 03:00 | 2.1221 | 2.3105 | 3.5624 | 4.764 | 4.764 | 4.764 | 2.5458 | 2.5822 | 2.5822 | 2.7868 | 3.0505 | 3.0505
2025-06-20 04:00 | 2.3359 | 2.5433 | 3.9212 | 5.2438 | 5.2438 | 5.2438 | 2.7977 | 2.8377 | 2.8377 | 3.0625 | 3.3523 | 3.3523
2025-06-20 05:00 | 2.9771 | 3.2414 | 4.9976 | 6.6833 | 6.6833 | 6.6833 | 3.3702 | 3.4184 | 3.4184 | 3.6892 | 4.0383 | 4.0383
2025-06-20 06:00 | 4.0496 | 4.4091 | 6.798 | 9.091 | 9.091 | 9.091 | 4.1718 | 4.2314 | 4.2314 | 4.5666 | 4.9988 | 4.9988
2025-06-20 07:00 | 4.6107 | 5.02 | 7.7398 | 10.3505 | 10.3505 | 10.3505 | 4.9427 | 5.0134 | 5.0134 | 5.4106 | 5.9226 | 5.9226
2025-06-20 08:00 | 4.2748 | 4.6543 | 7.176 | 9.5965 | 9.5965 | 9.5965 | 4.7366 | 4.8043 | 4.8043 | 5.185 | 5.6756 | 5.6756
2025-06-20 09:00 | 3.4809 | 3.79 | 5.8433 | 7.8143 | 7.8143 | 7.8143 | 4.2824 | 4.3436 | 4.3436 | 4.6878 | 5.1314 | 5.1314
2025-06-20 10:00 | 2.7443 | 2.9879 | 4.6067 | 6.1606 | 6.1606 | 6.1606 | 3.7672 | 3.821 | 3.821 | 4.1238 | 4.514 | 4.514
2025-06-20 11:00 | 2.3282 | 2.5349 | 3.9084 | 5.2267 | 5.2267 | 5.2267 | 3.1641 | 3.2093 | 3.2093 | 3.4636 | 3.7914 | 3.7914
2025-06-20 12:00 | 1.813 | 1.9739 | 3.0434 | 4.0699 | 4.0699 | 4.0699 | 2.7634 | 2.8028 | 2.8028 | 3.0249 | 3.3112 | 3.3112
2025-06-20 13:00 | 1.8015 | 1.9615 | 3.0242 | 4.0442 | 4.0442 | 4.0442 | 2.5305 | 2.5667 | 2.5667 | 2.7701 | 3.0322 | 3.0322
2025-06-20 14:00 | 1.729 | 1.8825 | 2.9024 | 3.8814 | 3.8814 | 3.8814 | 2.6603 | 2.6983 | 2.6983 | 2.9121 | 3.1877 | 3.1877
2025-06-20 15:00 | 2.4351 | 2.6513 | 4.0878 | 5.4666 | 5.4666 | 5.4666 | 3.2405 | 3.2868 | 3.2868 | 3.5472 | 3.8829 | 3.8829
2025-06-20 16:00 | 3.3015 | 3.5946 | 5.5422 | 7.4116 | 7.4116 | 7.4116 | 3.8206 | 3.8752 | 3.8752 | 4.1823 | 4.578 | 4.578
2025-06-20 17:00 | 4.1412 | 4.5089 | 6.9518 | 9.2966 | 9.2966 | 9.2966 | 4.084 | 4.1423 | 4.1423 | 4.4705 | 4.8936 | 4.8936
2025-06-20 18:00 | 4.3244 | 4.7084 | 7.2593 | 9.7079 | 9.7079 | 9.7079 | 3.9542 | 4.0107 | 4.0107 | 4.3285 | 4.7381 | 4.7381
2025-06-20 19:00 | 4.4733 | 4.8704 | 7.5092 | 10.042 | 10.042 | 10.042 | 3.8511 | 3.9062 | 3.9062 | 4.2157 | 4.6146 | 4.6146
2025-06-20 20:00 | 4.355 | 4.7416 | 7.3106 | 9.7764 | 9.7764 | 9.7764 | 3.7481 | 3.8016 | 3.8016 | 4.1029 | 4.4911 | 4.4911
2025-06-20 21:00 | 4.1374 | 4.5047 | 6.9454 | 9.288 | 9.288 | 9.288 | 3.5687 | 3.6197 | 3.6197 | 3.9065 | 4.2762 | 4.2762
2025-06-20 22:00 | 3.7786 | 4.1141 | 6.3431 | 8.4826 | 8.4826 | 8.4826 | 3.3206 | 3.3681 | 3.3681 | 3.6349 | 3.9789 | 3.9789
2025-06-20 23:00 | 3.2824 | 3.5739 | 5.5102 | 7.3687 | 7.3687 | 7.3687 | 3.1947 | 3.2403 | 3.2403 | 3.497 | 3.828 | 3.828
2025-06-21 | 2.7023 | 2.9422 | 4.5363 | 6.0664 | 6.0664 | 6.0664 | 2.7328 | 2.7719 | 2.7719 | 2.9915 | 3.2746 | 3.2746
2025-06-21 01:00 | 2.3931 | 2.6056 | 4.0173 | 5.3723 | 5.3723 | 5.3723 | 2.6412 | 2.679 | 2.679 | 2.8912 | 3.1648 | 3.1648
2025-06-21 02:00 | 2.271 | 2.4726 | 3.8123 | 5.0981 | 5.0981 | 5.0981 | 2.5611 | 2.5977 | 2.5977 | 2.8035 | 3.0688 | 3.0688
2025-06-21 03:00 | 2.2595 | 2.4601 | 3.793 | 5.0724 | 5.0724 | 5.0724 | 2.6374 | 2.6751 | 2.6751 | 2.8871 | 3.1602 | 3.1602
2025-06-21 04:00 | 2.3092 | 2.5142 | 3.8763 | 5.1838 | 5.1838 | 5.1838 | 2.6832 | 2.7215 | 2.7215 | 2.9372 | 3.2151 | 3.2151
2025-06-21 05:00 | 2.7672 | 3.0128 | 4.6452 | 6.212 | 6.212 | 6.212 | 2.958 | 3.0003 | 3.0003 | 3.238 | 3.5444 | 3.5444
2025-06-21 06:00 | 3.313 | 3.6071 | 5.5614 | 7.4373 | 7.4373 | 7.4373 | 3.2863 | 3.3332 | 3.3332 | 3.5973 | 3.9377 | 3.9377
2025-06-21 07:00 | 3.8702 | 4.2138 | 6.4969 | 8.6883 | 8.6883 | 8.6883 | 3.874 | 3.9294 | 3.9294 | 4.2407 | 4.642 | 4.642
2025-06-21 08:00 | 4.1145 | 4.4798 | 6.9069 | 9.2366 | 9.2366 | 9.2366 | 3.7557 | 3.8094 | 3.8094 | 4.1112 | 4.5003 | 4.5003
2025-06-21 09:00 | 3.6908 | 4.0185 | 6.1957 | 8.2855 | 8.2855 | 8.2855 | 3.4656 | 3.5152 | 3.5152 | 3.7937 | 4.1527 | 4.1527
2025-06-21 10:00 | 3.1107 | 3.3869 | 5.2218 | 6.9832 | 6.9832 | 6.9832 | 3.3168 | 3.3642 | 3.3642 | 3.6307 | 3.9743 | 3.9743
2025-06-21 11:00 | 2.5115 | 2.7344 | 4.2159 | 5.6379 | 5.6379 | 5.6379 | 2.542 | 2.5783 | 2.5783 | 2.7826 | 3.0459 | 3.0459
2025-06-21 12:00 | 2.0725 | 2.2565 | 3.4791 | 4.6526 | 4.6526 | 4.6526 | 2.2099 | 2.2415 | 2.2415 | 2.4191 | 2.648 | 2.648
2025-06-21 13:00 | 1.9542 | 2.1277 | 3.2805 | 4.387 | 4.387 | 4.387 | 2.0649 | 2.0944 | 2.0944 | 2.2603 | 2.4742 | 2.4742
2025-06-21 14:00 | 1.9962 | 2.1734 | 3.3509 | 4.4812 | 4.4812 | 4.4812 | 2.2176 | 2.2492 | 2.2492 | 2.4275 | 2.6572 | 2.6572
2025-06-21 15:00 | 2.4122 | 2.6264 | 4.0493 | 5.4152 | 5.4152 | 5.4152 | 2.584 | 2.6209 | 2.6209 | 2.8286 | 3.0962 | 3.0962
2025-06-21 16:00 | 3.2672 | 3.5572 | 5.4845 | 7.3345 | 7.3345 | 7.3345 | 3.1679 | 3.2132 | 3.2132 | 3.4678 | 3.796 | 3.796
2025-06-21 17:00 | 4.0382 | 4.3967 | 6.7788 | 9.0653 | 9.0653 | 9.0653 | 3.5878 | 3.639 | 3.639 | 3.9274 | 4.299 | 4.299
2025-06-21 18:00 | 4.1145 | 4.4798 | 6.9069 | 9.2366 | 9.2366 | 9.2366 | 3.6832 | 3.7358 | 3.7358 | 4.0318 | 4.4134 | 4.4134
2025-06-21 19:00 | 4.1031 | 4.4673 | 6.8877 | 9.2109 | 9.2109 | 9.2109 | 3.4924 | 3.5423 | 3.5423 | 3.8229 | 4.1847 | 4.1847
2025-06-21 20:00 | 4.2328 | 4.6086 | 7.1055 | 9.5022 | 9.5022 | 9.5022 | 3.4733 | 3.5229 | 3.5229 | 3.802 | 4.1618 | 4.1618
2025-06-21 21:00 | 3.8893 | 4.2346 | 6.5289 | 8.7311 | 8.7311 | 8.7311 | 3.1794 | 3.2248 | 3.2248 | 3.4803 | 3.8097 | 3.8097
2025-06-21 22:00 | 3.5382 | 3.8523 | 5.9394 | 7.9428 | 7.9428 | 7.9428 | 3.0802 | 3.1242 | 3.1242 | 3.3717 | 3.6908 | 3.6908
2025-06-21 23:00 | 3.0382 | 3.3079 | 5.1001 | 6.8204 | 6.8204 | 6.8204 | 2.8702 | 2.9112 | 2.9112 | 3.1419 | 3.4392 | 3.4392
2025-06-22 | 2.6298 | 2.8632 | 4.4145 | 5.9036 | 5.9036 | 5.9036 | 2.4962 | 2.5318 | 2.5318 | 2.7325 | 2.991 | 2.991
2025-06-22 01:00 | 2.3473 | 2.5557 | 3.9404 | 5.2695 | 5.2695 | 5.2695 | 2.4885 | 2.5241 | 2.5241 | 2.7241 | 2.9819 | 2.9819
2025-06-22 02:00 | 2.229 | 2.4269 | 3.7418 | 5.0039 | 5.0039 | 5.0039 | 2.4504 | 2.4854 | 2.4854 | 2.6823 | 2.9361 | 2.9361
2025-06-22 03:00 | 2.2405 | 2.4394 | 3.761 | 5.0296 | 5.0296 | 5.0296 | 2.4695 | 2.5047 | 2.5047 | 2.7032 | 2.959 | 2.959
2025-06-22 04:00 | 2.2443 | 2.4435 | 3.7674 | 5.0382 | 5.0382 | 5.0382 | 2.5496 | 2.586 | 2.586 | 2.791 | 3.0551 | 3.0551
2025-06-22 05:00 | 2.6183 | 2.8508 | 4.3953 | 5.8779 | 5.8779 | 5.8779 | 2.6565 | 2.6944 | 2.6944 | 2.9079 | 3.1831 | 3.1831
2025-06-22 06:00 | 3.2137 | 3.4991 | 5.3948 | 7.2145 | 7.2145 | 7.2145 | 3.1527 | 3.1977 | 3.1977 | 3.4511 | 3.7777 | 3.7777
2025-06-22 07:00 | 3.7366 | 4.0684 | 6.2726 | 8.3884 | 8.3884 | 8.3884 | 3.4962 | 3.5461 | 3.5461 | 3.8271 | 4.1893 | 4.1893
2025-06-22 08:00 | 3.8702 | 4.2138 | 6.4969 | 8.6883 | 8.6883 | 8.6883 | 3.6603 | 3.7126 | 3.7126 | 4.0068 | 4.3859 | 4.3859
2025-06-22 09:00 | 3.6985 | 4.0268 | 6.2085 | 8.3027 | 8.3027 | 8.3027 | 3.5611 | 3.6119 | 3.6119 | 3.8981 | 4.267 | 4.267
2025-06-22 10:00 | 3.2595 | 3.5489 | 5.4717 | 7.3173 | 7.3173 | 7.3173 | 3.1183 | 3.1629 | 3.1629 | 3.4135 | 3.7365 | 3.7365
2025-06-22 11:00 | 2.5115 | 2.7344 | 4.2159 | 5.6379 | 5.6379 | 5.6379 | 2.4962 | 2.5318 | 2.5318 | 2.7325 | 2.991 | 2.991
2025-06-22 12:00 | 2.3435 | 2.5516 | 3.934 | 5.2609 | 5.2609 | 5.2609 | 2.3092 | 2.3422 | 2.3422 | 2.5277 | 2.7669 | 2.7669
2025-06-22 13:00 | 2.1679 | 2.3604 | 3.6393 | 4.8668 | 4.8668 | 4.8668 | 2.0954 | 2.1254 | 2.1254 | 2.2938 | 2.5108 | 2.5108
2025-06-22 14:00 | 2.5954 | 2.8258 | 4.3569 | 5.8264 | 5.8264 | 5.8264 | 2.4542 | 2.4893 | 2.4893 | 2.6865 | 2.9407 | 2.9407
2025-06-22 15:00 | 3.0611 | 3.3328 | 5.1385 | 6.8718 | 6.8718 | 6.8718 | 2.8473 | 2.888 | 2.888 | 3.1168 | 3.4118 | 3.4118
2025-06-22 16:00 | 3.9008 | 4.2471 | 6.5481 | 8.7568 | 8.7568 | 8.7568 | 3.3473 | 3.3952 | 3.3952 | 3.6642 | 4.0109 | 4.0109
2025-06-22 17:00 | 4.1603 | 4.5297 | 6.9838 | 9.3394 | 9.3394 | 9.3394 | 3.687 | 3.7397 | 3.7397 | 4.036 | 4.4179 | 4.4179
2025-06-22 18:00 | 4.4237 | 4.8164 | 7.4259 | 9.9307 | 9.9307 | 9.9307 | 3.7557 | 3.8094 | 3.8094 | 4.1112 | 4.5003 | 4.5003
2025-06-22 19:00 | 4.2137 | 4.5878 | 7.0735 | 9.4594 | 9.4594 | 9.4594 | 3.687 | 3.7397 | 3.7397 | 4.036 | 4.4179 | 4.4179
2025-06-22 20:00 | 4.1527 | 4.5213 | 6.971 | 9.3223 | 9.3223 | 9.3223 | 3.5191 | 3.5694 | 3.5694 | 3.8522 | 4.2167 | 4.2167
2025-06-22 21:00 | 3.9084 | 4.2554 | 6.5609 | 8.7739 | 8.7739 | 8.7739 | 3.1069 | 3.1513 | 3.1513 | 3.401 | 3.7228 | 3.7228
2025-06-22 22:00 | 3.3206 | 3.6154 | 5.5742 | 7.4544 | 7.4544 | 7.4544 | 2.916 | 2.9577 | 2.9577 | 3.192 | 3.4941 | 3.4941
2025-06-22 23:00 | 2.855 | 3.1084 | 4.7926 | 6.4091 | 6.4091 | 6.4091 | 2.6565 | 2.6944 | 2.6944 | 2.9079 | 3.1831 | 3.1831
2025-06-23 | 2.3779 | 2.589 | 3.9917 | 5.3381 | 5.3381 | 5.3381 | 2.3473 | 2.3809 | 2.3809 | 2.5695 | 2.8127 | 2.8127
2025-06-23 01:00 | 2.1718 | 2.3646 | 3.6457 | 4.8754 | 4.8754 | 4.8754 | 2.313 | 2.346 | 2.346 | 2.5319 | 2.7715 | 2.7715
2025-06-23 02:00 | 2.1412 | 2.3313 | 3.5944 | 4.8068 | 4.8068 | 4.8068 | 2.3168 | 2.3499 | 2.3499 | 2.5361 | 2.7761 | 2.7761
2025-06-23 03:00 | 2.1221 | 2.3105 | 3.5624 | 4.764 | 4.764 | 4.764 | 2.4427 | 2.4776 | 2.4776 | 2.674 | 2.927 | 2.927
2025-06-23 04:00 | 2.2252 | 2.4227 | 3.7354 | 4.9953 | 4.9953 | 4.9953 | 2.7519 | 2.7912 | 2.7912 | 3.0124 | 3.2975 | 3.2975
2025-06-23 05:00 | 2.8664 | 3.1209 | 4.8118 | 6.4348 | 6.4348 | 6.4348 | 3.3321 | 3.3797 | 3.3797 | 3.6475 | 3.9926 | 3.9926
2025-06-23 06:00 | 3.8702 | 4.2138 | 6.4969 | 8.6883 | 8.6883 | 8.6883 | 3.8893 | 3.9449 | 3.9449 | 4.2575 | 4.6603 | 4.6603
2025-06-23 07:00 | 4.4618 | 4.858 | 7.49 | 10.0163 | 10.0163 | 10.0163 | 4.6565 | 4.723 | 4.723 | 5.0973 | 5.5796 | 5.5796
2025-06-23 08:00 | 4.1603 | 4.5297 | 6.9838 | 9.3394 | 9.3394 | 9.3394 | 4.4771 | 4.5411 | 4.5411 | 4.9009 | 5.3646 | 5.3646
2025-06-23 09:00 | 3.6794 | 4.006 | 6.1765 | 8.2598 | 8.2598 | 8.2598 | 4.5076 | 4.572 | 4.572 | 4.9343 | 5.4012 | 5.4012
2025-06-23 10:00 | 3.5687 | 3.8855 | 5.9907 | 8.0114 | 8.0114 | 8.0114 | 4.6221 | 4.6882 | 4.6882 | 5.0596 | 5.5384 | 5.5384
2025-06-23 11:00 | 3.6107 | 3.9312 | 6.0612 | 8.1056 | 8.1056 | 8.1056 | 4.2252 | 4.2856 | 4.2856 | 4.6251 | 5.0628 | 5.0628
2025-06-23 12:00 | 3.3664 | 3.6653 | 5.6511 | 7.5572 | 7.5572 | 7.5572 | 4.145 | 4.2043 | 4.2043 | 4.5374 | 4.9668 | 4.9668
2025-06-23 13:00 | 3.1145 | 3.391 | 5.2282 | 6.9917 | 6.9917 | 6.9917 | 4.0153 | 4.0726 | 4.0726 | 4.3953 | 4.8113 | 4.8113
2025-06-23 14:00 | 2.7099 | 2.9505 | 4.5491 | 6.0835 | 6.0835 | 6.0835 | 3.3473 | 3.3952 | 3.3952 | 3.6642 | 4.0109 | 4.0109
2025-06-23 15:00 | 2.5916 | 2.8217 | 4.3505 | 5.8179 | 5.8179 | 5.8179 | 3.3206 | 3.3681 | 3.3681 | 3.6349 | 3.9789 | 3.9789
2025-06-23 16:00 | 3.4618 | 3.7692 | 5.8113 | 7.7714 | 7.7714 | 7.7714 | 3.6527 | 3.7049 | 3.7049 | 3.9984 | 4.3768 | 4.3768
2025-06-23 17:00 | 4.1679 | 4.538 | 6.9966 | 9.3566 | 9.3566 | 9.3566 | 3.8817 | 3.9371 | 3.9371 | 4.2491 | 4.6512 | 4.6512
2025-06-23 18:00 | 4.3664 | 4.7541 | 7.3298 | 9.8021 | 9.8021 | 9.8021 | 3.9695 | 4.0262 | 4.0262 | 4.3452 | 4.7564 | 4.7564
2025-06-23 19:00 | 4.3435 | 4.7291 | 7.2913 | 9.7507 | 9.7507 | 9.7507 | 3.6679 | 3.7203 | 3.7203 | 4.0151 | 4.3951 | 4.3951
2025-06-23 20:00 | 3.7977 | 4.1349 | 6.3751 | 8.5255 | 8.5255 | 8.5255 | 3.4198 | 3.4687 | 3.4687 | 3.7436 | 4.0978 | 4.0978
2025-06-23 21:00 | 3.3206 | 3.6154 | 5.5742 | 7.4544 | 7.4544 | 7.4544 | 3.0496 | 3.0932 | 3.0932 | 3.3383 | 3.6542 | 3.6542
2025-06-23 22:00 | 2.9198 | 3.1791 | 4.9015 | 6.5547 | 6.5547 | 6.5547 | 2.6489 | 2.6867 | 2.6867 | 2.8996 | 3.174 | 3.174
2025-06-23 23:00 | 2.4695 | 2.6887 | 4.1454 | 5.5437 | 5.5437 | 5.5437 | 2.313 | 2.346 | 2.346 | 2.5319 | 2.7715 | 2.7715
2025-06-24 | 1.8397 | 2.003 | 3.0882 | 4.1299 | 4.1299 | 4.1299 | 1.874 | 1.9008 | 1.9008 | 2.0514 | 2.2456 | 2.2456
2025-06-24 01:00 | 1.6107 | 1.7537 | 2.7038 | 3.6158 | 3.6158 | 3.6158 | 1.9618 | 1.9899 | 1.9899 | 2.1475 | 2.3507 | 2.3507
2025-06-24 02:00 | 1.584 | 1.7246 | 2.659 | 3.5558 | 3.5558 | 3.5558 | 1.7481 | 1.7731 | 1.7731 | 1.9136 | 2.0946 | 2.0946
2025-06-24 03:00 | 1.5191 | 1.6539 | 2.55 | 3.4102 | 3.4102 | 3.4102 | 1.7595 | 1.7847 | 1.7847 | 1.9261 | 2.1084 | 2.1084
2025-06-24 04:00 | 1.6374 | 1.7828 | 2.7487 | 3.6758 | 3.6758 | 3.6758 | 1.9847 | 2.0131 | 2.0131 | 2.1726 | 2.3782 | 2.3782
2025-06-24 05:00 | 2.126 | 2.3147 | 3.5688 | 4.7725 | 4.7725 | 4.7725 | 2.4198 | 2.4544 | 2.4544 | 2.6489 | 2.8996 | 2.8996
2025-06-24 06:00 | 2.9046 | 3.1624 | 4.8758 | 6.5205 | 6.5205 | 6.5205 | 2.8321 | 2.8725 | 2.8725 | 3.1001 | 3.3935 | 3.3935
2025-06-24 07:00 | 3.2519 | 3.5406 | 5.4589 | 7.3002 | 7.3002 | 7.3002 | 3.645 | 3.6971 | 3.6971 | 3.9901 | 4.3676 | 4.3676
2025-06-24 08:00 | 2.9466 | 3.2082 | 4.9463 | 6.6147 | 6.6147 | 6.6147 | 3.6298 | 3.6816 | 3.6816 | 3.9733 | 4.3493 | 4.3493
2025-06-24 09:00 | 2.7519 | 2.9962 | 4.6196 | 6.1777 | 6.1777 | 6.1777 | 3.5344 | 3.5848 | 3.5848 | 3.8689 | 4.235 | 4.235
2025-06-24 10:00 | 2.084 | 2.269 | 3.4983 | 4.6783 | 4.6783 | 4.6783 | 3.1794 | 3.2248 | 3.2248 | 3.4803 | 3.8097 | 3.8097
2025-06-24 11:00 | 2.3435 | 2.5516 | 3.934 | 5.2609 | 5.2609 | 5.2609 | 2.6947 | 2.7332 | 2.7332 | 2.9497 | 3.2288 | 3.2288
2025-06-24 12:00 | 2.1756 | 2.3687 | 3.6521 | 4.8839 | 4.8839 | 4.8839 | 2.6565 | 2.6944 | 2.6944 | 2.9079 | 3.1831 | 3.1831
2025-06-24 13:00 | 2.1069 | 2.2939 | 3.5367 | 4.7297 | 4.7297 | 4.7297 | 2.6794 | 2.7177 | 2.7177 | 2.933 | 3.2106 | 3.2106
2025-06-24 14:00 | 1.9695 | 2.1443 | 3.3061 | 4.4212 | 4.4212 | 4.4212 | 2.8817 | 2.9229 | 2.9229 | 3.1544 | 3.4529 | 3.4529
2025-06-24 15:00 | 2.4809 | 2.7012 | 4.1647 | 5.5694 | 5.5694 | 5.5694 | 3.0611 | 3.1048 | 3.1048 | 3.3508 | 3.6679 | 3.6679
2025-06-24 16:00 | 3.2977 | 3.5905 | 5.5358 | 7.403 | 7.403 | 7.403 | 3.6145 | 3.6661 | 3.6661 | 3.9566 | 4.331 | 4.331
2025-06-24 17:00 | 3.9198 | 4.2679 | 6.5801 | 8.7996 | 8.7996 | 8.7996 | 3.6221 | 3.6739 | 3.6739 | 3.965 | 4.3402 | 4.3402
2025-06-24 18:00 | 4.2557 | 4.6335 | 7.144 | 9.5537 | 9.5537 | 9.5537 | 3.5076 | 3.5577 | 3.5577 | 3.8397 | 4.203 | 4.203
2025-06-24 19:00 | 3.9275 | 4.2762 | 6.593 | 8.8168 | 8.8168 | 8.8168 | 3.3855 | 3.4339 | 3.4339 | 3.706 | 4.0566 | 4.0566
2025-06-24 20:00 | 3.9656 | 4.3177 | 6.657 | 8.9025 | 8.9025 | 8.9025 | 3.3168 | 3.3642 | 3.3642 | 3.6307 | 3.9743 | 3.9743
2025-06-24 21:00 | 3.4695 | 3.7775 | 5.8241 | 7.7886 | 7.7886 | 7.7886 | 2.9466 | 2.9887 | 2.9887 | 3.2255 | 3.5307 | 3.5307
2025-06-24 22:00 | 3.229 | 3.5157 | 5.4205 | 7.2488 | 7.2488 | 7.2488 | 2.5649 | 2.6015 | 2.6015 | 2.8077 | 3.0734 | 3.0734
2025-06-24 23:00 | 2.5687 | 2.7968 | 4.312 | 5.7665 | 5.7665 | 5.7665 | 2.4542 | 2.4893 | 2.4893 | 2.6865 | 2.9407 | 2.9407
2025-06-25 | 2.0725 | 2.2565 | 3.4791 | 4.6526 | 4.6526 | 4.6526 | 2.0954 | 2.1254 | 2.1254 | 2.2938 | 2.5108 | 2.5108
2025-06-25 01:00 | 1.7939 | 1.9532 | 3.0114 | 4.0271 | 4.0271 | 4.0271 | 1.9962 | 2.0247 | 2.0247 | 2.1851 | 2.3919 | 2.3919
2025-06-25 02:00 | 1.7863 | 1.9448 | 2.9985 | 4.01 | 4.01 | 4.01 | 1.9771 | 2.0053 | 2.0053 | 2.1642 | 2.369 | 2.369
2025-06-25 03:00 | 1.7557 | 1.9116 | 2.9473 | 3.9414 | 3.9414 | 3.9414 | 2.0573 | 2.0866 | 2.0866 | 2.252 | 2.4651 | 2.4651
2025-06-25 04:00 | 1.8626 | 2.028 | 3.1267 | 4.1813 | 4.1813 | 4.1813 | 2.1908 | 2.2221 | 2.2221 | 2.3982 | 2.6252 | 2.6252
2025-06-25 05:00 | 2.542 | 2.7677 | 4.2672 | 5.7065 | 5.7065 | 5.7065 | 2.7366 | 2.7757 | 2.7757 | 2.9957 | 3.2792 | 3.2792
2025-06-25 06:00 | 3.3779 | 3.6777 | 5.6703 | 7.5829 | 7.5829 | 7.5829 | 3.4427 | 3.4919 | 3.4919 | 3.7686 | 4.1252 | 4.1252
2025-06-25 07:00 | 3.6985 | 4.0268 | 6.2085 | 8.3027 | 8.3027 | 8.3027 | 4.042 | 4.0997 | 4.0997 | 4.4246 | 4.8433 | 4.8433
2025-06-25 08:00 | 3.5 | 3.8107 | 5.8754 | 7.8571 | 7.8571 | 7.8571 | 4.0649 | 4.123 | 4.123 | 4.4497 | 4.8707 | 4.8707
2025-06-25 09:00 | 3.2863 | 3.578 | 5.5166 | 7.3773 | 7.3773 | 7.3773 | 4.0611 | 4.1191 | 4.1191 | 4.4455 | 4.8661 | 4.8661
2025-06-25 10:00 | 3.355 | 3.6528 | 5.6319 | 7.5315 | 7.5315 | 7.5315 | 4.2366 | 4.2972 | 4.2972 | 4.6377 | 5.0765 | 5.0765
2025-06-25 11:00 | 3.0038 | 3.2705 | 5.0424 | 6.7433 | 6.7433 | 6.7433 | 3.7023 | 3.7552 | 3.7552 | 4.0527 | 4.4362 | 4.4362
2025-06-25 12:00 | 3.3168 | 3.6113 | 5.5678 | 7.4459 | 7.4459 | 7.4459 | 3.7672 | 3.821 | 3.821 | 4.1238 | 4.514 | 4.514
2025-06-25 13:00 | 2.6412 | 2.8757 | 4.4338 | 5.9293 | 5.9293 | 5.9293 | 3.3053 | 3.3526 | 3.3526 | 3.6182 | 3.9606 | 3.9606
2025-06-25 14:00 | 2.6107 | 2.8425 | 4.3825 | 5.8607 | 5.8607 | 5.8607 | 3.3397 | 3.3874 | 3.3874 | 3.6558 | 4.0018 | 4.0018
2025-06-25 15:00 | 3.1489 | 3.4284 | 5.2859 | 7.0688 | 7.0688 | 7.0688 | 3.8321 | 3.8868 | 3.8868 | 4.1948 | 4.5917 | 4.5917
2025-06-25 16:00 | 3.8855 | 4.2305 | 6.5225 | 8.7225 | 8.7225 | 8.7225 | 4.145 | 4.2043 | 4.2043 | 4.5374 | 4.9668 | 4.9668
2025-06-25 17:00 | 4.9084 | 5.3442 | 8.2396 | 11.0188 | 11.0188 | 11.0188 | 4.2176 | 4.2778 | 4.2778 | 4.6168 | 5.0537 | 5.0537
2025-06-25 18:00 | 5.0687 | 5.5187 | 8.5087 | 11.3787 | 11.3787 | 11.3787 | 4.145 | 4.2043 | 4.2043 | 4.5374 | 4.9668 | 4.9668
2025-06-25 19:00 | 4.8244 | 5.2527 | 8.0986 | 10.8303 | 10.8303 | 10.8303 | 3.9809 | 4.0378 | 4.0378 | 4.3577 | 4.7701 | 4.7701
2025-06-25 20:00 | 4.4695 | 4.8663 | 7.5028 | 10.0335 | 10.0335 | 10.0335 | 3.8092 | 3.8636 | 3.8636 | 4.1697 | 4.5643 | 4.5643
2025-06-25 21:00 | 4.0649 | 4.4258 | 6.8236 | 9.1252 | 9.1252 | 9.1252 | 3.5191 | 3.5694 | 3.5694 | 3.8522 | 4.2167 | 4.2167
2025-06-25 22:00 | 3.5878 | 3.9063 | 6.0227 | 8.0542 | 8.0542 | 8.0542 | 3.1489 | 3.1938 | 3.1938 | 3.4469 | 3.7731 | 3.7731
2025-06-25 23:00 | 2.8588 | 3.1126 | 4.799 | 6.4177 | 6.4177 | 6.4177 | 2.8321 | 2.8725 | 2.8725 | 3.1001 | 3.3935 | 3.3935
2025-06-26 | 2.3321 | 2.5391 | 3.9148 | 5.2352 | 5.2352 | 5.2352 | 2.4504 | 2.4854 | 2.4854 | 2.6823 | 2.9361 | 2.9361
2025-06-26 01:00 | 2.0458 | 2.2274 | 3.4342 | 4.5926 | 4.5926 | 4.5926 | 2.374 | 2.408 | 2.408 | 2.5988 | 2.8447 | 2.8447
2025-06-26 02:00 | 2.042 | 2.2233 | 3.4278 | 4.584 | 4.584 | 4.584 | 2.3511 | 2.3847 | 2.3847 | 2.5737 | 2.8172 | 2.8172
2025-06-26 03:00 | 2.1565 | 2.3479 | 3.62 | 4.8411 | 4.8411 | 4.8411 | 2.4466 | 2.4815 | 2.4815 | 2.6781 | 2.9316 | 2.9316
2025-06-26 04:00 | 2.3168 | 2.5225 | 3.8891 | 5.201 | 5.201 | 5.201 | 2.7786 | 2.8183 | 2.8183 | 3.0416 | 3.3295 | 3.3295
2025-06-26 05:00 | 2.8893 | 3.1458 | 4.8502 | 6.4862 | 6.4862 | 6.4862 | 3.3931 | 3.4416 | 3.4416 | 3.7143 | 4.0658 | 4.0658
2025-06-26 06:00 | 4.2137 | 4.5878 | 7.0735 | 9.4594 | 9.4594 | 9.4594 | 4.1145 | 4.1733 | 4.1733 | 4.504 | 4.9302 | 4.9302
2025-06-26 07:00 | 4.5802 | 4.9868 | 7.6886 | 10.282 | 10.282 | 10.282 | 4.9466 | 5.0172 | 5.0172 | 5.4148 | 5.9272 | 5.9272
2025-06-26 08:00 | 4.1985 | 4.5712 | 7.0479 | 9.4251 | 9.4251 | 9.4251 | 4.7252 | 4.7927 | 4.7927 | 5.1725 | 5.6619 | 5.6619
2025-06-26 09:00 | 3.0992 | 3.3744 | 5.2026 | 6.9575 | 6.9575 | 6.9575 | 4.4618 | 4.5256 | 4.5256 | 4.8842 | 5.3464 | 5.3464
2025-06-26 10:00 | 2.6145 | 2.8466 | 4.3889 | 5.8693 | 5.8693 | 5.8693 | 3.7824 | 3.8365 | 3.8365 | 4.1405 | 4.5323 | 4.5323
2025-06-26 11:00 | 1.9389 | 2.1111 | 3.2548 | 4.3527 | 4.3527 | 4.3527 | 2.9351 | 2.9771 | 2.9771 | 3.2129 | 3.517 | 3.517
2025-06-26 12:00 | 2.0496 | 2.2316 | 3.4406 | 4.6012 | 4.6012 | 4.6012 | 2.8931 | 2.9345 | 2.9345 | 3.167 | 3.4667 | 3.4667
2025-06-26 13:00 | 1.6641 | 1.8119 | 2.7935 | 3.7358 | 3.7358 | 3.7358 | 2.8168 | 2.857 | 2.857 | 3.0834 | 3.3752 | 3.3752
2025-06-26 14:00 | 1.8397 | 2.003 | 3.0882 | 4.1299 | 4.1299 | 4.1299 | 2.7252 | 2.7641 | 2.7641 | 2.9831 | 3.2654 | 3.2654
2025-06-26 15:00 | 2.3817 | 2.5931 | 3.9981 | 5.3466 | 5.3466 | 5.3466 | 3.3244 | 3.3719 | 3.3719 | 3.6391 | 3.9835 | 3.9835
2025-06-26 16:00 | 3.2824 | 3.5739 | 5.5102 | 7.3687 | 7.3687 | 7.3687 | 3.9542 | 4.0107 | 4.0107 | 4.3285 | 4.7381 | 4.7381
2025-06-26 17:00 | 4.4618 | 4.858 | 7.49 | 10.0163 | 10.0163 | 10.0163 | 4.0802 | 4.1384 | 4.1384 | 4.4664 | 4.889 | 4.889
2025-06-26 18:00 | 4.584 | 4.9909 | 7.695 | 10.2905 | 10.2905 | 10.2905 | 4.084 | 4.1423 | 4.1423 | 4.4705 | 4.8936 | 4.8936
2025-06-26 19:00 | 4.6412 | 5.0533 | 7.7911 | 10.4191 | 10.4191 | 10.4191 | 3.9084 | 3.9642 | 3.9642 | 4.2783 | 4.6832 | 4.6832
2025-06-26 20:00 | 4.6756 | 5.0907 | 7.8488 | 10.4962 | 10.4962 | 10.4962 | 3.8588 | 3.9139 | 3.9139 | 4.224 | 4.6237 | 4.6237
2025-06-26 21:00 | 4.4084 | 4.7998 | 7.4003 | 9.8964 | 9.8964 | 9.8964 | 3.6985 | 3.7513 | 3.7513 | 4.0486 | 4.4317 | 4.4317
2025-06-26 22:00 | 3.6565 | 3.9811 | 6.1381 | 8.2084 | 8.2084 | 8.2084 | 3.1603 | 3.2055 | 3.2055 | 3.4594 | 3.7868 | 3.7868
2025-06-26 23:00 | 3.1565 | 3.4367 | 5.2987 | 7.086 | 7.086 | 7.086 | 2.9504 | 2.9925 | 2.9925 | 3.2297 | 3.5353 | 3.5353
2025-06-27 | 2.6527 | 2.8882 | 4.453 | 5.955 | 5.955 | 5.955 | 2.5344 | 2.5706 | 2.5706 | 2.7742 | 3.0368 | 3.0368
2025-06-27 01:00 | 2.187 | 2.3812 | 3.6713 | 4.9096 | 4.9096 | 4.9096 | 2.4771 | 2.5125 | 2.5125 | 2.7116 | 2.9682 | 2.9682
2025-06-27 02:00 | 2.1832 | 2.377 | 3.6649 | 4.9011 | 4.9011 | 4.9011 | 2.4809 | 2.5164 | 2.5164 | 2.7157 | 2.9727 | 2.9727
2025-06-27 03:00 | 2.1336 | 2.323 | 3.5816 | 4.7897 | 4.7897 | 4.7897 | 2.5878 | 2.6248 | 2.6248 | 2.8327 | 3.1008 | 3.1008
2025-06-27 04:00 | 2.355 | 2.564 | 3.9532 | 5.2866 | 5.2866 | 5.2866 | 2.7595 | 2.799 | 2.799 | 3.0207 | 3.3066 | 3.3066
2025-06-27 05:00 | 3.0038 | 3.2705 | 5.0424 | 6.7433 | 6.7433 | 6.7433 | 3.5496 | 3.6003 | 3.6003 | 3.8856 | 4.2533 | 4.2533
2025-06-27 06:00 | 4.0191 | 4.3759 | 6.7467 | 9.0224 | 9.0224 | 9.0224 | 4.1603 | 4.2197 | 4.2197 | 4.5541 | 4.985 | 4.985
2025-06-27 07:00 | 4.6183 | 5.0283 | 7.7527 | 10.3676 | 10.3676 | 10.3676 | 4.8664 | 4.9359 | 4.9359 | 5.327 | 5.8311 | 5.8311
2025-06-27 08:00 | 4.416 | 4.8081 | 7.4131 | 9.9135 | 9.9135 | 9.9135 | 4.7176 | 4.785 | 4.785 | 5.1641 | 5.6528 | 5.6528
2025-06-27 09:00 | 3.2328 | 3.5198 | 5.4269 | 7.2574 | 7.2574 | 7.2574 | 4.313 | 4.3746 | 4.3746 | 4.7212 | 5.168 | 5.168
2025-06-27 10:00 | 2.7824 | 3.0295 | 4.6708 | 6.2463 | 6.2463 | 6.2463 | 3.7328 | 3.7862 | 3.7862 | 4.0862 | 4.4728 | 4.4728
2025-06-27 11:00 | 2.1718 | 2.3646 | 3.6457 | 4.8754 | 4.8754 | 4.8754 | 3.1679 | 3.2132 | 3.2132 | 3.4678 | 3.796 | 3.796
2025-06-27 12:00 | 1.7863 | 1.9448 | 2.9985 | 4.01 | 4.01 | 4.01 | 2.6031 | 2.6402 | 2.6402 | 2.8494 | 3.1191 | 3.1191
2025-06-27 13:00 | 1.6985 | 1.8493 | 2.8512 | 3.8129 | 3.8129 | 3.8129 | 2.3511 | 2.3847 | 2.3847 | 2.5737 | 2.8172 | 2.8172
2025-06-27 14:00 | 1.8588 | 2.0238 | 3.1203 | 4.1728 | 4.1728 | 4.1728 | 2.7481 | 2.7874 | 2.7874 | 3.0082 | 3.2929 | 3.2929
2025-06-27 15:00 | 2.2405 | 2.4394 | 3.761 | 5.0296 | 5.0296 | 5.0296 | 3.2863 | 3.3332 | 3.3332 | 3.5973 | 3.9377 | 3.9377
2025-06-27 16:00 | 3.0725 | 3.3453 | 5.1578 | 6.8975 | 6.8975 | 6.8975 | 3.7099 | 3.7629 | 3.7629 | 4.0611 | 4.4454 | 4.4454
2025-06-27 17:00 | 3.8817 | 4.2263 | 6.5161 | 8.714 | 8.714 | 8.714 | 3.874 | 3.9294 | 3.9294 | 4.2407 | 4.642 | 4.642
2025-06-27 18:00 | 4.1031 | 4.4673 | 6.8877 | 9.2109 | 9.2109 | 9.2109 | 3.8626 | 3.9178 | 3.9178 | 4.2282 | 4.6283 | 4.6283
2025-06-27 19:00 | 3.855 | 4.1972 | 6.4712 | 8.654 | 8.654 | 8.654 | 3.6336 | 3.6855 | 3.6855 | 3.9775 | 4.3539 | 4.3539
2025-06-27 20:00 | 3.8588 | 4.2014 | 6.4776 | 8.6626 | 8.6626 | 8.6626 | 3.4733 | 3.5229 | 3.5229 | 3.802 | 4.1618 | 4.1618
2025-06-27 21:00 | 3.6908 | 4.0185 | 6.1957 | 8.2855 | 8.2855 | 8.2855 | 3.4084 | 3.4571 | 3.4571 | 3.731 | 4.0841 | 4.0841
2025-06-27 22:00 | 3.6489 | 3.9728 | 6.1252 | 8.1913 | 8.1913 | 8.1913 | 3.1221 | 3.1667 | 3.1667 | 3.4177 | 3.7411 | 3.7411
2025-06-27 23:00 | 2.9847 | 3.2497 | 5.0104 | 6.7004 | 6.7004 | 6.7004 | 2.7328 | 2.7719 | 2.7719 | 2.9915 | 3.2746 | 3.2746
2025-06-28 | 2.4885 | 2.7095 | 4.1775 | 5.5865 | 5.5865 | 5.5865 | 2.5038 | 2.5396 | 2.5396 | 2.7408 | 3.0002 | 3.0002
2025-06-28 01:00 | 2.2786 | 2.4809 | 3.8251 | 5.1153 | 5.1153 | 5.1153 | 2.3359 | 2.3693 | 2.3693 | 2.557 | 2.7989 | 2.7989
2025-06-28 02:00 | 2.1718 | 2.3646 | 3.6457 | 4.8754 | 4.8754 | 4.8754 | 2.3817 | 2.4157 | 2.4157 | 2.6071 | 2.8538 | 2.8538
2025-06-28 03:00 | 2.1031 | 2.2898 | 3.5303 | 4.7211 | 4.7211 | 4.7211 | 2.374 | 2.408 | 2.408 | 2.5988 | 2.8447 | 2.8447
2025-06-28 04:00 | 2.2023 | 2.3978 | 3.6969 | 4.9439 | 4.9439 | 4.9439 | 2.3893 | 2.4235 | 2.4235 | 2.6155 | 2.863 | 2.863
2025-06-28 05:00 | 2.5649 | 2.7926 | 4.3056 | 5.7579 | 5.7579 | 5.7579 | 2.7366 | 2.7757 | 2.7757 | 2.9957 | 3.2792 | 3.2792
2025-06-28 06:00 | 3.1412 | 3.4201 | 5.2731 | 7.0517 | 7.0517 | 7.0517 | 3.0763 | 3.1203 | 3.1203 | 3.3675 | 3.6862 | 3.6862
2025-06-28 07:00 | 3.6183 | 3.9396 | 6.074 | 8.1227 | 8.1227 | 8.1227 | 3.7405 | 3.7939 | 3.7939 | 4.0945 | 4.482 | 4.482
2025-06-28 08:00 | 3.5878 | 3.9063 | 6.0227 | 8.0542 | 8.0542 | 8.0542 | 3.6603 | 3.7126 | 3.7126 | 4.0068 | 4.3859 | 4.3859
2025-06-28 09:00 | 3.4237 | 3.7276 | 5.7472 | 7.6858 | 7.6858 | 7.6858 | 3.4809 | 3.5307 | 3.5307 | 3.8104 | 4.171 | 4.171
2025-06-28 10:00 | 2.8092 | 3.0586 | 4.7157 | 6.3063 | 6.3063 | 6.3063 | 2.9237 | 2.9654 | 2.9654 | 3.2004 | 3.5033 | 3.5033
2025-06-28 11:00 | 2.2061 | 2.402 | 3.7033 | 4.9525 | 4.9525 | 4.9525 | 2.4237 | 2.4583 | 2.4583 | 2.6531 | 2.9041 | 2.9041
2025-06-28 12:00 | 1.9008 | 2.0695 | 3.1908 | 4.267 | 4.267 | 4.267 | 2.1908 | 2.2221 | 2.2221 | 2.3982 | 2.6252 | 2.6252
2025-06-28 13:00 | 1.813 | 1.9739 | 3.0434 | 4.0699 | 4.0699 | 4.0699 | 1.8969 | 1.924 | 1.924 | 2.0765 | 2.273 | 2.273
2025-06-28 14:00 | 2.0687 | 2.2524 | 3.4727 | 4.644 | 4.644 | 4.644 | 2.0305 | 2.0595 | 2.0595 | 2.2227 | 2.4331 | 2.4331
2025-06-28 15:00 | 2.5 | 2.722 | 4.1967 | 5.6122 | 5.6122 | 5.6122 | 2.374 | 2.408 | 2.408 | 2.5988 | 2.8447 | 2.8447
2025-06-28 16:00 | 3.0573 | 3.3287 | 5.1321 | 6.8632 | 6.8632 | 6.8632 | 2.9962 | 3.039 | 3.039 | 3.2798 | 3.5902 | 3.5902
2025-06-28 17:00 | 3.8664 | 4.2097 | 6.4904 | 8.6797 | 8.6797 | 8.6797 | 3.2863 | 3.3332 | 3.3332 | 3.5973 | 3.9377 | 3.9377
2025-06-28 18:00 | 3.7023 | 4.031 | 6.2149 | 8.3113 | 8.3113 | 8.3113 | 3.4313 | 3.4803 | 3.4803 | 3.7561 | 4.1115 | 4.1115
2025-06-28 19:00 | 3.5229 | 3.8357 | 5.9138 | 7.9085 | 7.9085 | 7.9085 | 3.4008 | 3.4494 | 3.4494 | 3.7227 | 4.0749 | 4.0749
2025-06-28 20:00 | 3.6756 | 4.0019 | 6.1701 | 8.2513 | 8.2513 | 8.2513 | 3.1908 | 3.2364 | 3.2364 | 3.4929 | 3.8234 | 3.8234
2025-06-28 21:00 | 3.5534 | 3.8689 | 5.9651 | 7.9771 | 7.9771 | 7.9771 | 3.1336 | 3.1784 | 3.1784 | 3.4302 | 3.7548 | 3.7548
2025-06-28 22:00 | 3.3588 | 3.657 | 5.6383 | 7.5401 | 7.5401 | 7.5401 | 2.9618 | 3.0041 | 3.0041 | 3.2422 | 3.549 | 3.549
2025-06-28 23:00 | 3.0076 | 3.2747 | 5.0488 | 6.7518 | 6.7518 | 6.7518 | 2.7366 | 2.7757 | 2.7757 | 2.9957 | 3.2792 | 3.2792
2025-06-29 | 2.4504 | 2.6679 | 4.1134 | 5.5008 | 5.5008 | 5.5008 | 2.3855 | 2.4196 | 2.4196 | 2.6113 | 2.8584 | 2.8584
2025-06-29 01:00 | 2.2252 | 2.4227 | 3.7354 | 4.9953 | 4.9953 | 4.9953 | 2.2557 | 2.288 | 2.288 | 2.4692 | 2.7029 | 2.7029
2025-06-29 02:00 | 2.1489 | 2.3396 | 3.6072 | 4.824 | 4.824 | 4.824 | 2.3244 | 2.3576 | 2.3576 | 2.5444 | 2.7852 | 2.7852
2025-06-29 03:00 | 2.0649 | 2.2482 | 3.4663 | 4.6355 | 4.6355 | 4.6355 | 2.2634 | 2.2957 | 2.2957 | 2.4776 | 2.712 | 2.712
2025-06-29 04:00 | 2.1374 | 2.3272 | 3.588 | 4.7982 | 4.7982 | 4.7982 | 2.3664 | 2.4002 | 2.4002 | 2.5904 | 2.8355 | 2.8355
2025-06-29 05:00 | 2.4656 | 2.6845 | 4.139 | 5.5351 | 5.5351 | 5.5351 | 2.5992 | 2.6364 | 2.6364 | 2.8453 | 3.1145 | 3.1145
2025-06-29 06:00 | 2.8015 | 3.0502 | 4.7029 | 6.2891 | 6.2891 | 6.2891 | 2.9427 | 2.9848 | 2.9848 | 3.2213 | 3.5261 | 3.5261
2025-06-29 07:00 | 3.3168 | 3.6113 | 5.5678 | 7.4459 | 7.4459 | 7.4459 | 3.3702 | 3.4184 | 3.4184 | 3.6892 | 4.0383 | 4.0383
2025-06-29 08:00 | 3.5687 | 3.8855 | 5.9907 | 8.0114 | 8.0114 | 8.0114 | 3.4695 | 3.519 | 3.519 | 3.7979 | 4.1573 | 4.1573
2025-06-29 09:00 | 3.4008 | 3.7027 | 5.7088 | 7.6344 | 7.6344 | 7.6344 | 3.4313 | 3.4803 | 3.4803 | 3.7561 | 4.1115 | 4.1115
2025-06-29 10:00 | 2.7252 | 2.9671 | 4.5747 | 6.1178 | 6.1178 | 6.1178 | 2.9427 | 2.9848 | 2.9848 | 3.2213 | 3.5261 | 3.5261
2025-06-29 11:00 | 2.3015 | 2.5059 | 3.8635 | 5.1667 | 5.1667 | 5.1667 | 2.3511 | 2.3847 | 2.3847 | 2.5737 | 2.8172 | 2.8172
2025-06-29 12:00 | 2.0802 | 2.2648 | 3.4919 | 4.6697 | 4.6697 | 4.6697 | 2.084 | 2.1137 | 2.1137 | 2.2812 | 2.4971 | 2.4971
2025-06-29 13:00 | 1.9847 | 2.1609 | 3.3317 | 4.4555 | 4.4555 | 4.4555 | 1.8969 | 1.924 | 1.924 | 2.0765 | 2.273 | 2.273
2025-06-29 14:00 | 2.084 | 2.269 | 3.4983 | 4.6783 | 4.6783 | 4.6783 | 2.0305 | 2.0595 | 2.0595 | 2.2227 | 2.4331 | 2.4331
2025-06-29 15:00 | 2.5496 | 2.776 | 4.28 | 5.7236 | 5.7236 | 5.7236 | 2.5382 | 2.5744 | 2.5744 | 2.7784 | 3.0413 | 3.0413
2025-06-29 16:00 | 3.3817 | 3.6819 | 5.6767 | 7.5915 | 7.5915 | 7.5915 | 3.1336 | 3.1784 | 3.1784 | 3.4302 | 3.7548 | 3.7548
2025-06-29 17:00 | 4.1221 | 4.4881 | 6.9197 | 9.2538 | 9.2538 | 9.2538 | 3.5763 | 3.6274 | 3.6274 | 3.9149 | 4.2853 | 4.2853
2025-06-29 18:00 | 4.2939 | 4.6751 | 7.208 | 9.6393 | 9.6393 | 9.6393 | 3.6298 | 3.6816 | 3.6816 | 3.9733 | 4.3493 | 4.3493
2025-06-29 19:00 | 4.145 | 4.513 | 6.9582 | 9.3052 | 9.3052 | 9.3052 | 3.6641 | 3.7165 | 3.7165 | 4.011 | 4.3905 | 4.3905
2025-06-29 20:00 | 4.0496 | 4.4091 | 6.798 | 9.091 | 9.091 | 9.091 | 3.4695 | 3.519 | 3.519 | 3.7979 | 4.1573 | 4.1573
2025-06-29 21:00 | 3.6336 | 3.9562 | 6.0996 | 8.157 | 8.157 | 8.157 | 3.1374 | 3.1822 | 3.1822 | 3.4344 | 3.7594 | 3.7594
2025-06-29 22:00 | 3.2634 | 3.5531 | 5.4781 | 7.3259 | 7.3259 | 7.3259 | 2.8931 | 2.9345 | 2.9345 | 3.167 | 3.4667 | 3.4667
2025-06-29 23:00 | 2.9008 | 3.1583 | 4.8694 | 6.5119 | 6.5119 | 6.5119 | 2.8397 | 2.8803 | 2.8803 | 3.1085 | 3.4026 | 3.4026
2025-06-30 | 2.2595 | 2.4601 | 3.793 | 5.0724 | 5.0724 | 5.0724 | 2.4504 | 2.4854 | 2.4854 | 2.6823 | 2.9361 | 2.9361
2025-06-30 01:00 | 1.9733 | 2.1485 | 3.3125 | 4.4298 | 4.4298 | 4.4298 | 2.3092 | 2.3422 | 2.3422 | 2.5277 | 2.7669 | 2.7669
2025-06-30 02:00 | 1.9275 | 2.0986 | 3.2356 | 4.327 | 4.327 | 4.327 | 2.2786 | 2.3112 | 2.3112 | 2.4943 | 2.7303 | 2.7303
2025-06-30 03:00 | 1.9847 | 2.1609 | 3.3317 | 4.4555 | 4.4555 | 4.4555 | 2.4733 | 2.5086 | 2.5086 | 2.7074 | 2.9636 | 2.9636
2025-06-30 04:00 | 2.1908 | 2.3853 | 3.6777 | 4.9182 | 4.9182 | 4.9182 | 2.8359 | 2.8764 | 2.8764 | 3.1043 | 3.3981 | 3.3981
2025-06-30 05:00 | 2.9313 | 3.1915 | 4.9207 | 6.5805 | 6.5805 | 6.5805 | 3.3893 | 3.4377 | 3.4377 | 3.7101 | 4.0612 | 4.0612
2025-06-30 06:00 | 4.0115 | 4.3676 | 6.7339 | 9.0053 | 9.0053 | 9.0053 | 4.0038 | 4.061 | 4.061 | 4.3828 | 4.7975 | 4.7975
2025-06-30 07:00 | 4.5878 | 4.9951 | 7.7014 | 10.2991 | 10.2991 | 10.2991 | 5.5992 | 5.6792 | 5.6792 | 6.1292 | 6.7092 | 6.7092
2025-06-30 08:00 | 4.2824 | 4.6626 | 7.1888 | 9.6136 | 9.6136 | 9.6136 | 5.5229 | 5.6018 | 5.6018 | 6.0457 | 6.6178 | 6.6178
2025-06-30 09:00 | 3.1603 | 3.4409 | 5.3051 | 7.0946 | 7.0946 | 7.0946 | 4.9504 | 5.0211 | 5.0211 | 5.419 | 5.9318 | 5.9318
2025-06-30 10:00 | 3.0191 | 3.2871 | 5.0681 | 6.7775 | 6.7775 | 6.7775 | 4.6374 | 4.7037 | 4.7037 | 5.0764 | 5.5567 | 5.5567
2025-06-30 11:00 | 2.3244 | 2.5308 | 3.902 | 5.2181 | 5.2181 | 5.2181 | 3.6718 | 3.7242 | 3.7242 | 4.0193 | 4.3996 | 4.3996
2025-06-30 12:00 | 2.4504 | 2.6679 | 4.1134 | 5.5008 | 5.5008 | 5.5008 | 3.9313 | 3.9875 | 3.9875 | 4.3034 | 4.7106 | 4.7106
2025-06-30 13:00 | 2.3321 | 2.5391 | 3.9148 | 5.2352 | 5.2352 | 5.2352 | 3.9237 | 3.9797 | 3.9797 | 4.2951 | 4.7015 | 4.7015
2025-06-30 14:00 | 2.3282 | 2.5349 | 3.9084 | 5.2267 | 5.2267 | 5.2267 | 3.8206 | 3.8752 | 3.8752 | 4.1823 | 4.578 | 4.578
2025-06-30 15:00 | 2.7366 | 2.9796 | 4.5939 | 6.1435 | 6.1435 | 6.1435 | 3.9618 | 4.0184 | 4.0184 | 4.3368 | 4.7472 | 4.7472
2025-06-30 16:00 | 3.6031 | 3.9229 | 6.0484 | 8.0885 | 8.0885 | 8.0885 | 4.5076 | 4.572 | 4.572 | 4.9343 | 5.4012 | 5.4012
2025-06-30 17:00 | 4.2939 | 4.6751 | 7.208 | 9.6393 | 9.6393 | 9.6393 | 4.6947 | 4.7617 | 4.7617 | 5.139 | 5.6253 | 5.6253
2025-06-30 18:00 | 4.6298 | 5.0408 | 7.7719 | 10.3933 | 10.3933 | 10.3933 | 4.6794 | 4.7462 | 4.7462 | 5.1223 | 5.607 | 5.607
2025-06-30 19:00 | 4.5305 | 4.9328 | 7.6053 | 10.1706 | 10.1706 | 10.1706 | 4.2366 | 4.2972 | 4.2972 | 4.6377 | 5.0765 | 5.0765
2025-06-30 20:00 | 4.1908 | 4.5629 | 7.0351 | 9.408 | 9.408 | 9.408 | 4.0687 | 4.1268 | 4.1268 | 4.4538 | 4.8753 | 4.8753
2025-06-30 21:00 | 3.5573 | 3.8731 | 5.9715 | 7.9857 | 7.9857 | 7.9857 | 3.6183 | 3.67 | 3.67 | 3.9608 | 4.3356 | 4.3356
2025-06-30 22:00 | 3.1832 | 3.4658 | 5.3436 | 7.146 | 7.146 | 7.146 | 3.1603 | 3.2055 | 3.2055 | 3.4594 | 3.7868 | 3.7868
2025-06-30 23:00 | 2.6832 | 2.9214 | 4.5042 | 6.0235 | 6.0235 | 6.0235 | 2.7901 | 2.8299 | 2.8299 | 3.0542 | 3.3432 | 3.3432
2025-07-01 | 2.1298 | 2.3189 | 3.5752 | 4.7811 | 4.7811 | 4.7811 | 2.2214 | 2.2531 | 2.2531 | 2.4316 | 2.6617 | 2.6617
2025-07-01 01:00 | 1.8168 | 1.9781 | 3.0498 | 4.0785 | 4.0785 | 4.0785 | 2.1565 | 2.1873 | 2.1873 | 2.3606 | 2.584 | 2.584
2025-07-01 02:00 | 1.7939 | 1.9532 | 3.0114 | 4.0271 | 4.0271 | 4.0271 | 2.042 | 2.0712 | 2.0712 | 2.2353 | 2.4468 | 2.4468
2025-07-01 03:00 | 1.729 | 1.8825 | 2.9024 | 3.8814 | 3.8814 | 3.8814 | 2.0725 | 2.1021 | 2.1021 | 2.2687 | 2.4834 | 2.4834
2025-07-01 04:00 | 1.8511 | 2.0155 | 3.1075 | 4.1556 | 4.1556 | 4.1556 | 2.313 | 2.346 | 2.346 | 2.5319 | 2.7715 | 2.7715
2025-07-01 05:00 | 2.4046 | 2.6181 | 4.0365 | 5.398 | 5.398 | 5.398 | 2.8092 | 2.8493 | 2.8493 | 3.0751 | 3.3661 | 3.3661
2025-07-01 06:00 | 3.4542 | 3.7609 | 5.7985 | 7.7543 | 7.7543 | 7.7543 | 3.5649 | 3.6158 | 3.6158 | 3.9023 | 4.2716 | 4.2716
2025-07-01 07:00 | 3.5992 | 3.9188 | 6.0419 | 8.0799 | 8.0799 | 8.0799 | 4.1336 | 4.1926 | 4.1926 | 4.5249 | 4.953 | 4.953
2025-07-01 08:00 | 3.5267 | 3.8398 | 5.9202 | 7.9171 | 7.9171 | 7.9171 | 4.3168 | 4.3785 | 4.3785 | 4.7254 | 5.1726 | 5.1726
2025-07-01 09:00 | 2.9962 | 3.2622 | 5.0296 | 6.7261 | 6.7261 | 6.7261 | 3.958 | 4.0146 | 4.0146 | 4.3327 | 4.7427 | 4.7427
2025-07-01 10:00 | 3.0267 | 3.2954 | 5.0809 | 6.7947 | 6.7947 | 6.7947 | 3.9656 | 4.0223 | 4.0223 | 4.341 | 4.7518 | 4.7518
2025-07-01 11:00 | 3.0076 | 3.2747 | 5.0488 | 6.7518 | 6.7518 | 6.7518 | 3.8626 | 3.9178 | 3.9178 | 4.2282 | 4.6283 | 4.6283
2025-07-01 12:00 | 3.145 | 3.4243 | 5.2795 | 7.0603 | 7.0603 | 7.0603 | 3.9809 | 4.0378 | 4.0378 | 4.3577 | 4.7701 | 4.7701
2025-07-01 13:00 | 3.0687 | 3.3411 | 5.1514 | 6.8889 | 6.8889 | 6.8889 | 4.0382 | 4.0959 | 4.0959 | 4.4204 | 4.8387 | 4.8387
2025-07-01 14:00 | 3.3053 | 3.5988 | 5.5486 | 7.4201 | 7.4201 | 7.4201 | 4.0649 | 4.123 | 4.123 | 4.4497 | 4.8707 | 4.8707
2025-07-01 15:00 | 3.542 | 3.8564 | 5.9458 | 7.9514 | 7.9514 | 7.9514 | 4.0153 | 4.0726 | 4.0726 | 4.3953 | 4.8113 | 4.8113
2025-07-01 16:00 | 3.9084 | 4.2554 | 6.5609 | 8.7739 | 8.7739 | 8.7739 | 4.2519 | 4.3127 | 4.3127 | 4.6544 | 5.0948 | 5.0948
2025-07-01 17:00 | 4.5344 | 4.9369 | 7.6117 | 10.1791 | 10.1791 | 10.1791 | 4.2405 | 4.301 | 4.301 | 4.6418 | 5.0811 | 5.0811
2025-07-01 18:00 | 4.6336 | 5.045 | 7.7783 | 10.4019 | 10.4019 | 10.4019 | 4.0076 | 4.0649 | 4.0649 | 4.387 | 4.8021 | 4.8021
2025-07-01 19:00 | 4.187 | 4.5587 | 7.0286 | 9.3994 | 9.3994 | 9.3994 | 3.626 | 3.6778 | 3.6778 | 3.9692 | 4.3448 | 4.3448
2025-07-01 20:00 | 4.0305 | 4.3884 | 6.766 | 9.0481 | 9.0481 | 9.0481 | 3.4771 | 3.5268 | 3.5268 | 3.8062 | 4.1664 | 4.1664
2025-07-01 21:00 | 3.4656 | 3.7733 | 5.8177 | 7.78 | 7.78 | 7.78 | 3.0649 | 3.1087 | 3.1087 | 3.355 | 3.6725 | 3.6725
2025-07-01 22:00 | 3.0802 | 3.3536 | 5.1706 | 6.9146 | 6.9146 | 6.9146 | 2.7061 | 2.7448 | 2.7448 | 2.9623 | 3.2426 | 3.2426
2025-07-01 23:00 | 2.3473 | 2.5557 | 3.9404 | 5.2695 | 5.2695 | 5.2695 | 2.4351 | 2.4699 | 2.4699 | 2.6656 | 2.9179 | 2.9179
2025-07-02 | 2.0267 | 2.2066 | 3.4022 | 4.5498 | 4.5498 | 4.5498 | 2.1412 | 2.1718 | 2.1718 | 2.3439 | 2.5657 | 2.5657
2025-07-02 01:00 | 1.813 | 1.9739 | 3.0434 | 4.0699 | 4.0699 | 4.0699 | 2.0382 | 2.0673 | 2.0673 | 2.2311 | 2.4422 | 2.4422
2025-07-02 02:00 | 1.7176 | 1.87 | 2.8832 | 3.8557 | 3.8557 | 3.8557 | 2.0382 | 2.0673 | 2.0673 | 2.2311 | 2.4422 | 2.4422
2025-07-02 03:00 | 1.6947 | 1.8451 | 2.8448 | 3.8043 | 3.8043 | 3.8043 | 1.9962 | 2.0247 | 2.0247 | 2.1851 | 2.3919 | 2.3919
2025-07-02 04:00 | 1.7786 | 1.9365 | 2.9857 | 3.9928 | 3.9928 | 3.9928 | 2.2672 | 2.2996 | 2.2996 | 2.4818 | 2.7166 | 2.7166
2025-07-02 05:00 | 2.1908 | 2.3853 | 3.6777 | 4.9182 | 4.9182 | 4.9182 | 2.6679 | 2.7061 | 2.7061 | 2.9205 | 3.1968 | 3.1968
2025-07-02 06:00 | 2.9427 | 3.204 | 4.9399 | 6.6062 | 6.6062 | 6.6062 | 3.1145 | 3.159 | 3.159 | 3.4093 | 3.7319 | 3.7319
2025-07-02 07:00 | 3.2863 | 3.578 | 5.5166 | 7.3773 | 7.3773 | 7.3773 | 3.5916 | 3.6429 | 3.6429 | 3.9316 | 4.3036 | 4.3036
2025-07-02 08:00 | 3.355 | 3.6528 | 5.6319 | 7.5315 | 7.5315 | 7.5315 | 3.8168 | 3.8713 | 3.8713 | 4.1781 | 4.5734 | 4.5734
2025-07-02 09:00 | 2.9198 | 3.1791 | 4.9015 | 6.5547 | 6.5547 | 6.5547 | 3.687 | 3.7397 | 3.7397 | 4.036 | 4.4179 | 4.4179
2025-07-02 10:00 | 2.7786 | 3.0253 | 4.6644 | 6.2377 | 6.2377 | 6.2377 | 3.6489 | 3.701 | 3.701 | 3.9942 | 4.3722 | 4.3722
2025-07-02 11:00 | 2.4656 | 2.6845 | 4.139 | 5.5351 | 5.5351 | 5.5351 | 3.3969 | 3.4455 | 3.4455 | 3.7185 | 4.0704 | 4.0704
2025-07-02 12:00 | 2.6603 | 2.8965 | 4.4658 | 5.9721 | 5.9721 | 5.9721 | 3.4313 | 3.4803 | 3.4803 | 3.7561 | 4.1115 | 4.1115
2025-07-02 13:00 | 2.3588 | 2.5682 | 3.9596 | 5.2952 | 5.2952 | 5.2952 | 3.2443 | 3.2906 | 3.2906 | 3.5514 | 3.8874 | 3.8874
2025-07-02 14:00 | 2.4046 | 2.6181 | 4.0365 | 5.398 | 5.398 | 5.398 | 3.1145 | 3.159 | 3.159 | 3.4093 | 3.7319 | 3.7319
2025-07-02 15:00 | 2.6603 | 2.8965 | 4.4658 | 5.9721 | 5.9721 | 5.9721 | 3.2748 | 3.3216 | 3.3216 | 3.5848 | 3.924 | 3.924
2025-07-02 16:00 | 3.0878 | 3.3619 | 5.1834 | 6.9318 | 6.9318 | 6.9318 | 3.542 | 3.5926 | 3.5926 | 3.8773 | 4.2442 | 4.2442
2025-07-02 17:00 | 3.6183 | 3.9396 | 6.074 | 8.1227 | 8.1227 | 8.1227 | 3.6489 | 3.701 | 3.701 | 3.9942 | 4.3722 | 4.3722
2025-07-02 18:00 | 3.7977 | 4.1349 | 6.3751 | 8.5255 | 8.5255 | 8.5255 | 3.458 | 3.5074 | 3.5074 | 3.7853 | 4.1435 | 4.1435
2025-07-02 19:00 | 3.8282 | 4.1681 | 6.4264 | 8.594 | 8.594 | 8.594 | 3.3282 | 3.3758 | 3.3758 | 3.6433 | 3.988 | 3.988
2025-07-02 20:00 | 3.6107 | 3.9312 | 6.0612 | 8.1056 | 8.1056 | 8.1056 | 3.2443 | 3.2906 | 3.2906 | 3.5514 | 3.8874 | 3.8874
2025-07-02 21:00 | 3.1947 | 3.4783 | 5.3628 | 7.1717 | 7.1717 | 7.1717 | 2.8511 | 2.8919 | 2.8919 | 3.121 | 3.4164 | 3.4164
2025-07-02 22:00 | 2.7939 | 3.0419 | 4.69 | 6.272 | 6.272 | 6.272 | 2.4809 | 2.5164 | 2.5164 | 2.7157 | 2.9727 | 2.9727
2025-07-02 23:00 | 2.2977 | 2.5017 | 3.8571 | 5.1581 | 5.1581 | 5.1581 | 2.2328 | 2.2647 | 2.2647 | 2.4442 | 2.6755 | 2.6755
2025-07-03 | 1.8855 | 2.0529 | 3.1651 | 4.2327 | 4.2327 | 4.2327 | 2.1374 | 2.1679 | 2.1679 | 2.3397 | 2.5611 | 2.5611
2025-07-03 01:00 | 1.7366 | 1.8908 | 2.9153 | 3.8986 | 3.8986 | 3.8986 | 1.9809 | 2.0092 | 2.0092 | 2.1684 | 2.3736 | 2.3736
2025-07-03 02:00 | 1.6489 | 1.7952 | 2.7679 | 3.7015 | 3.7015 | 3.7015 | 1.8473 | 1.8737 | 1.8737 | 2.0222 | 2.2135 | 2.2135
2025-07-03 03:00 | 1.6298 | 1.7745 | 2.7359 | 3.6587 | 3.6587 | 3.6587 | 1.9198 | 1.9473 | 1.9473 | 2.1016 | 2.3004 | 2.3004
2025-07-03 04:00 | 1.7099 | 1.8617 | 2.8704 | 3.8386 | 3.8386 | 3.8386 | 2.1412 | 2.1718 | 2.1718 | 2.3439 | 2.5657 | 2.5657
2025-07-03 05:00 | 2.2557 | 2.456 | 3.7866 | 5.0639 | 5.0639 | 5.0639 | 2.5954 | 2.6325 | 2.6325 | 2.8411 | 3.1099 | 3.1099
2025-07-03 06:00 | 2.7824 | 3.0295 | 4.6708 | 6.2463 | 6.2463 | 6.2463 | 2.9885 | 3.0312 | 3.0312 | 3.2714 | 3.581 | 3.581
2025-07-03 07:00 | 3.1412 | 3.4201 | 5.2731 | 7.0517 | 7.0517 | 7.0517 | 3.9733 | 4.0301 | 4.0301 | 4.3494 | 4.761 | 4.761
2025-07-03 08:00 | 2.9275 | 3.1874 | 4.9143 | 6.5719 | 6.5719 | 6.5719 | 3.9733 | 4.0301 | 4.0301 | 4.3494 | 4.761 | 4.761
2025-07-03 09:00 | 2.6565 | 2.8923 | 4.4594 | 5.9635 | 5.9635 | 5.9635 | 3.5382 | 3.5887 | 3.5887 | 3.8731 | 4.2396 | 4.2396
2025-07-03 10:00 | 1.7557 | 1.9116 | 2.9473 | 3.9414 | 3.9414 | 3.9414 | 2.6985 | 2.737 | 2.737 | 2.9539 | 3.2334 | 3.2334
2025-07-03 11:00 | 1.8969 | 2.0654 | 3.1844 | 4.2584 | 4.2584 | 4.2584 | 2.2939 | 2.3267 | 2.3267 | 2.511 | 2.7486 | 2.7486
2025-07-03 12:00 | 1.8473 | 2.0113 | 3.1011 | 4.1471 | 4.1471 | 4.1471 | 2.6832 | 2.7215 | 2.7215 | 2.9372 | 3.2151 | 3.2151
2025-07-03 13:00 | 2.0305 | 2.2108 | 3.4086 | 4.5583 | 4.5583 | 4.5583 | 2.8473 | 2.888 | 2.888 | 3.1168 | 3.4118 | 3.4118
2025-07-03 14:00 | 2.0725 | 2.2565 | 3.4791 | 4.6526 | 4.6526 | 4.6526 | 2.7519 | 2.7912 | 2.7912 | 3.0124 | 3.2975 | 3.2975
2025-07-03 15:00 | 2.2405 | 2.4394 | 3.761 | 5.0296 | 5.0296 | 5.0296 | 2.9427 | 2.9848 | 2.9848 | 3.2213 | 3.5261 | 3.5261
2025-07-03 16:00 | 2.8397 | 3.0918 | 4.7669 | 6.3748 | 6.3748 | 6.3748 | 3.3053 | 3.3526 | 3.3526 | 3.6182 | 3.9606 | 3.9606
2025-07-03 17:00 | 3.6145 | 3.9354 | 6.0676 | 8.1142 | 8.1142 | 8.1142 | 3.5229 | 3.5732 | 3.5732 | 3.8564 | 4.2213 | 4.2213
2025-07-03 18:00 | 3.6221 | 3.9437 | 6.0804 | 8.1313 | 8.1313 | 8.1313 | 3.4885 | 3.5384 | 3.5384 | 3.8188 | 4.1801 | 4.1801
2025-07-03 19:00 | 3.6374 | 3.9603 | 6.106 | 8.1656 | 8.1656 | 8.1656 | 3.3511 | 3.399 | 3.399 | 3.6684 | 4.0155 | 4.0155
2025-07-03 20:00 | 3.5038 | 3.8149 | 5.8818 | 7.8657 | 7.8657 | 7.8657 | 3.2481 | 3.2945 | 3.2945 | 3.5555 | 3.892 | 3.892
2025-07-03 21:00 | 3.3817 | 3.6819 | 5.6767 | 7.5915 | 7.5915 | 7.5915 | 2.8779 | 2.919 | 2.919 | 3.1503 | 3.4484 | 3.4484
2025-07-03 22:00 | 3.0534 | 3.3245 | 5.1257 | 6.8546 | 6.8546 | 6.8546 | 2.687 | 2.7254 | 2.7254 | 2.9414 | 3.2197 | 3.2197
2025-07-03 23:00 | 2.6031 | 2.8342 | 4.3697 | 5.8436 | 5.8436 | 5.8436 | 2.4389 | 2.4738 | 2.4738 | 2.6698 | 2.9224 | 2.9224
2025-07-04 | 2.1145 | 2.3022 | 3.5496 | 4.7468 | 4.7468 | 4.7468 | 2.1832 | 2.2144 | 2.2144 | 2.3899 | 2.616 | 2.616
2025-07-04 01:00 | 1.9351 | 2.1069 | 3.2484 | 4.3441 | 4.3441 | 4.3441 | 2.0992 | 2.1292 | 2.1292 | 2.2979 | 2.5154 | 2.5154
2025-07-04 02:00 | 1.9046 | 2.0737 | 3.1972 | 4.2756 | 4.2756 | 4.2756 | 2.0992 | 2.1292 | 2.1292 | 2.2979 | 2.5154 | 2.5154
2025-07-04 03:00 | 1.8588 | 2.0238 | 3.1203 | 4.1728 | 4.1728 | 4.1728 | 2.2748 | 2.3073 | 2.3073 | 2.4901 | 2.7258 | 2.7258
2025-07-04 04:00 | 2.0305 | 2.2108 | 3.4086 | 4.5583 | 4.5583 | 4.5583 | 2.416 | 2.4505 | 2.4505 | 2.6447 | 2.895 | 2.895
2025-07-04 05:00 | 2.5992 | 2.83 | 4.3633 | 5.835 | 5.835 | 5.835 | 3.0382 | 3.0816 | 3.0816 | 3.3257 | 3.6405 | 3.6405
2025-07-04 06:00 | 3.6183 | 3.9396 | 6.074 | 8.1227 | 8.1227 | 8.1227 | 3.8015 | 3.8558 | 3.8558 | 4.1614 | 4.5551 | 4.5551
2025-07-04 07:00 | 4.0382 | 4.3967 | 6.7788 | 9.0653 | 9.0653 | 9.0653 | 4.4695 | 4.5333 | 4.5333 | 4.8925 | 5.3555 | 5.3555
2025-07-04 08:00 | 4.1412 | 4.5089 | 6.9518 | 9.2966 | 9.2966 | 9.2966 | 4.6145 | 4.6804 | 4.6804 | 5.0513 | 5.5293 | 5.5293
2025-07-04 09:00 | 3.6718 | 3.9977 | 6.1637 | 8.2427 | 8.2427 | 8.2427 | 4.4198 | 4.483 | 4.483 | 4.8382 | 5.296 | 5.296
2025-07-04 10:00 | 3.374 | 3.6736 | 5.6639 | 7.5744 | 7.5744 | 7.5744 | 4.3015 | 4.363 | 4.363 | 4.7087 | 5.1543 | 5.1543
2025-07-04 11:00 | 3.2366 | 3.524 | 5.4333 | 7.2659 | 7.2659 | 7.2659 | 4.0458 | 4.1036 | 4.1036 | 4.4288 | 4.8478 | 4.8478
2025-07-04 12:00 | 3.2748 | 3.5655 | 5.4973 | 7.3516 | 7.3516 | 7.3516 | 3.9046 | 3.9604 | 3.9604 | 4.2742 | 4.6786 | 4.6786
2025-07-04 13:00 | 3.1527 | 3.4326 | 5.2923 | 7.0774 | 7.0774 | 7.0774 | 3.4046 | 3.4532 | 3.4532 | 3.7268 | 4.0795 | 4.0795
2025-07-04 14:00 | 3.1069 | 3.3827 | 5.2154 | 6.9746 | 6.9746 | 6.9746 | 3.2939 | 3.341 | 3.341 | 3.6057 | 3.9469 | 3.9469
2025-07-04 15:00 | 3.2061 | 3.4907 | 5.382 | 7.1974 | 7.1974 | 7.1974 | 3.5 | 3.55 | 3.55 | 3.8313 | 4.1938 | 4.1938
2025-07-04 16:00 | 3.7061 | 4.0351 | 6.2213 | 8.3198 | 8.3198 | 8.3198 | 3.8969 | 3.9526 | 3.9526 | 4.2658 | 4.6695 | 4.6695
2025-07-04 17:00 | 4.4084 | 4.7998 | 7.4003 | 9.8964 | 9.8964 | 9.8964 | 3.9771 | 4.0339 | 4.0339 | 4.3536 | 4.7655 | 4.7655
2025-07-04 18:00 | 4.3855 | 4.7748 | 7.3618 | 9.845 | 9.845 | 9.845 | 3.8435 | 3.8984 | 3.8984 | 4.2073 | 4.6055 | 4.6055
2025-07-04 19:00 | 4.1145 | 4.4798 | 6.9069 | 9.2366 | 9.2366 | 9.2366 | 3.5267 | 3.5771 | 3.5771 | 3.8605 | 4.2259 | 4.2259
2025-07-04 20:00 | 4.0725 | 4.4341 | 6.8364 | 9.1424 | 9.1424 | 9.1424 | 3.3969 | 3.4455 | 3.4455 | 3.7185 | 4.0704 | 4.0704
2025-07-04 21:00 | 3.6908 | 4.0185 | 6.1957 | 8.2855 | 8.2855 | 8.2855 | 3.126 | 3.1706 | 3.1706 | 3.4218 | 3.7456 | 3.7456
2025-07-04 22:00 | 3.2443 | 3.5323 | 5.4461 | 7.2831 | 7.2831 | 7.2831 | 3.2061 | 3.2519 | 3.2519 | 3.5096 | 3.8417 | 3.8417
2025-07-04 23:00 | 2.8931 | 3.15 | 4.8566 | 6.4948 | 6.4948 | 6.4948 | 2.6641 | 2.7022 | 2.7022 | 2.9163 | 3.1923 | 3.1923
2025-07-05 | 2.355 | 2.564 | 3.9532 | 5.2866 | 5.2866 | 5.2866 | 2.3435 | 2.377 | 2.377 | 2.5653 | 2.8081 | 2.8081
2025-07-05 01:00 | 1.9695 | 2.1443 | 3.3061 | 4.4212 | 4.4212 | 4.4212 | 2.2519 | 2.2841 | 2.2841 | 2.4651 | 2.6983 | 2.6983
2025-07-05 02:00 | 1.8779 | 2.0446 | 3.1523 | 4.2156 | 4.2156 | 4.2156 | 2.1565 | 2.1873 | 2.1873 | 2.3606 | 2.584 | 2.584
2025-07-05 03:00 | 1.8931 | 2.0612 | 3.1779 | 4.2499 | 4.2499 | 4.2499 | 2.1832 | 2.2144 | 2.2144 | 2.3899 | 2.616 | 2.616
2025-07-05 04:00 | 1.8855 | 2.0529 | 3.1651 | 4.2327 | 4.2327 | 4.2327 | 2.2824 | 2.3151 | 2.3151 | 2.4985 | 2.7349 | 2.7349
2025-07-05 05:00 | 2.3244 | 2.5308 | 3.902 | 5.2181 | 5.2181 | 5.2181 | 2.5534 | 2.5899 | 2.5899 | 2.7951 | 3.0596 | 3.0596
2025-07-05 06:00 | 2.6183 | 2.8508 | 4.3953 | 5.8779 | 5.8779 | 5.8779 | 2.9351 | 2.9771 | 2.9771 | 3.2129 | 3.517 | 3.517
2025-07-05 07:00 | 3.1641 | 3.445 | 5.3115 | 7.1031 | 7.1031 | 7.1031 | 3.3702 | 3.4184 | 3.4184 | 3.6892 | 4.0383 | 4.0383
2025-07-05 08:00 | 3.2481 | 3.5365 | 5.4525 | 7.2916 | 7.2916 | 7.2916 | 3.4695 | 3.519 | 3.519 | 3.7979 | 4.1573 | 4.1573
2025-07-05 09:00 | 3.3015 | 3.5946 | 5.5422 | 7.4116 | 7.4116 | 7.4116 | 3.4389 | 3.4881 | 3.4881 | 3.7644 | 4.1207 | 4.1207
2025-07-05 10:00 | 3.3053 | 3.5988 | 5.5486 | 7.4201 | 7.4201 | 7.4201 | 3.3893 | 3.4377 | 3.4377 | 3.7101 | 4.0612 | 4.0612
2025-07-05 11:00 | 2.6832 | 2.9214 | 4.5042 | 6.0235 | 6.0235 | 6.0235 | 2.9809 | 3.0235 | 3.0235 | 3.2631 | 3.5719 | 3.5719
2025-07-05 12:00 | 2.7137 | 2.9547 | 4.5555 | 6.0921 | 6.0921 | 6.0921 | 2.9008 | 2.9422 | 2.9422 | 3.1753 | 3.4758 | 3.4758
2025-07-05 13:00 | 2.7328 | 2.9754 | 4.5875 | 6.1349 | 6.1349 | 6.1349 | 2.916 | 2.9577 | 2.9577 | 3.192 | 3.4941 | 3.4941
2025-07-05 14:00 | 3.0954 | 3.3702 | 5.1962 | 6.9489 | 6.9489 | 6.9489 | 2.8855 | 2.9267 | 2.9267 | 3.1586 | 3.4575 | 3.4575
2025-07-05 15:00 | 3.229 | 3.5157 | 5.4205 | 7.2488 | 7.2488 | 7.2488 | 3.0458 | 3.0893 | 3.0893 | 3.3341 | 3.6496 | 3.6496
2025-07-05 16:00 | 3.3626 | 3.6611 | 5.6447 | 7.5487 | 7.5487 | 7.5487 | 3.229 | 3.2751 | 3.2751 | 3.5347 | 3.8691 | 3.8691
2025-07-05 17:00 | 3.6756 | 4.0019 | 6.1701 | 8.2513 | 8.2513 | 8.2513 | 3.3092 | 3.3564 | 3.3564 | 3.6224 | 3.9652 | 3.9652
2025-07-05 18:00 | 3.6374 | 3.9603 | 6.106 | 8.1656 | 8.1656 | 8.1656 | 3.3397 | 3.3874 | 3.3874 | 3.6558 | 4.0018 | 4.0018
2025-07-05 19:00 | 3.3282 | 3.6237 | 5.587 | 7.4716 | 7.4716 | 7.4716 | 3.1565 | 3.2016 | 3.2016 | 3.4553 | 3.7822 | 3.7822
2025-07-05 20:00 | 3.3397 | 3.6362 | 5.6063 | 7.4973 | 7.4973 | 7.4973 | 2.8893 | 2.9306 | 2.9306 | 3.1628 | 3.4621 | 3.4621
2025-07-05 21:00 | 3.2214 | 3.5074 | 5.4076 | 7.2316 | 7.2316 | 7.2316 | 2.8359 | 2.8764 | 2.8764 | 3.1043 | 3.3981 | 3.3981
2025-07-05 22:00 | 2.8359 | 3.0876 | 4.7605 | 6.3662 | 6.3662 | 6.3662 | 2.6221 | 2.6596 | 2.6596 | 2.8703 | 3.142 | 3.142
2025-07-05 23:00 | 2.5153 | 2.7386 | 4.2223 | 5.6465 | 5.6465 | 5.6465 | 2.3588 | 2.3925 | 2.3925 | 2.5821 | 2.8264 | 2.8264
2025-07-06 | 2.2176 | 2.4144 | 3.7226 | 4.9782 | 4.9782 | 4.9782 | 2.0305 | 2.0595 | 2.0595 | 2.2227 | 2.4331 | 2.4331
2025-07-06 01:00 | 1.916 | 2.0861 | 3.2164 | 4.3013 | 4.3013 | 4.3013 | 1.9733 | 2.0015 | 2.0015 | 2.1601 | 2.3645 | 2.3645
2025-07-06 02:00 | 1.7672 | 1.9241 | 2.9665 | 3.9671 | 3.9671 | 3.9671 | 1.958 | 1.986 | 1.986 | 2.1434 | 2.3462 | 2.3462
2025-07-06 03:00 | 1.6565 | 1.8036 | 2.7807 | 3.7186 | 3.7186 | 3.7186 | 1.916 | 1.9434 | 1.9434 | 2.0974 | 2.2959 | 2.2959
2025-07-06 04:00 | 1.6947 | 1.8451 | 2.8448 | 3.8043 | 3.8043 | 3.8043 | 1.9733 | 2.0015 | 2.0015 | 2.1601 | 2.3645 | 2.3645
2025-07-06 05:00 | 1.9733 | 2.1485 | 3.3125 | 4.4298 | 4.4298 | 4.4298 | 2.0611 | 2.0905 | 2.0905 | 2.2562 | 2.4697 | 2.4697
2025-07-06 06:00 | 2.2901 | 2.4934 | 3.8443 | 5.141 | 5.141 | 5.141 | 2.4008 | 2.4351 | 2.4351 | 2.628 | 2.8767 | 2.8767
2025-07-06 07:00 | 2.7748 | 3.0212 | 4.658 | 6.2292 | 6.2292 | 6.2292 | 2.8397 | 2.8803 | 2.8803 | 3.1085 | 3.4026 | 3.4026
2025-07-06 08:00 | 2.8053 | 3.0544 | 4.7093 | 6.2977 | 6.2977 | 6.2977 | 2.8397 | 2.8803 | 2.8803 | 3.1085 | 3.4026 | 3.4026
2025-07-06 09:00 | 2.5305 | 2.7552 | 4.2479 | 5.6808 | 5.6808 | 5.6808 | 2.645 | 2.6828 | 2.6828 | 2.8954 | 3.1694 | 3.1694
2025-07-06 10:00 | 2.0725 | 2.2565 | 3.4791 | 4.6526 | 4.6526 | 4.6526 | 2.1031 | 2.1331 | 2.1331 | 2.3021 | 2.52 | 2.52
2025-07-06 11:00 | 1.9847 | 2.1609 | 3.3317 | 4.4555 | 4.4555 | 4.4555 | 2.1145 | 2.1447 | 2.1447 | 2.3147 | 2.5337 | 2.5337
2025-07-06 12:00 | 2.7481 | 2.9921 | 4.6132 | 6.1692 | 6.1692 | 6.1692 | 2.874 | 2.9151 | 2.9151 | 3.1461 | 3.4438 | 3.4438
2025-07-06 13:00 | 2.5573 | 2.7843 | 4.2928 | 5.7408 | 5.7408 | 5.7408 | 2.5611 | 2.5977 | 2.5977 | 2.8035 | 3.0688 | 3.0688
2025-07-06 14:00 | 3.0153 | 3.283 | 5.0617 | 6.769 | 6.769 | 6.769 | 2.9504 | 2.9925 | 2.9925 | 3.2297 | 3.5353 | 3.5353
2025-07-06 15:00 | 3.0344 | 3.3037 | 5.0937 | 6.8118 | 6.8118 | 6.8118 | 2.9351 | 2.9771 | 2.9771 | 3.2129 | 3.517 | 3.517
2025-07-06 16:00 | 3.3053 | 3.5988 | 5.5486 | 7.4201 | 7.4201 | 7.4201 | 3.0687 | 3.1125 | 3.1125 | 3.3592 | 3.677 | 3.677
2025-07-06 17:00 | 3.6908 | 4.0185 | 6.1957 | 8.2855 | 8.2855 | 8.2855 | 3.2443 | 3.2906 | 3.2906 | 3.5514 | 3.8874 | 3.8874
2025-07-06 18:00 | 3.7252 | 4.0559 | 6.2534 | 8.3627 | 8.3627 | 8.3627 | 3.3244 | 3.3719 | 3.3719 | 3.6391 | 3.9835 | 3.9835
2025-07-06 19:00 | 3.4084 | 3.711 | 5.7216 | 7.6515 | 7.6515 | 7.6515 | 3.0382 | 3.0816 | 3.0816 | 3.3257 | 3.6405 | 3.6405
2025-07-06 20:00 | 3.3626 | 3.6611 | 5.6447 | 7.5487 | 7.5487 | 7.5487 | 2.8473 | 2.888 | 2.888 | 3.1168 | 3.4118 | 3.4118
2025-07-06 21:00 | 3.0916 | 3.3661 | 5.1898 | 6.9403 | 6.9403 | 6.9403 | 2.5229 | 2.5589 | 2.5589 | 2.7617 | 3.023 | 3.023
2025-07-06 22:00 | 2.8511 | 3.1043 | 4.7861 | 6.4005 | 6.4005 | 6.4005 | 2.374 | 2.408 | 2.408 | 2.5988 | 2.8447 | 2.8447
2025-07-06 23:00 | 2.3779 | 2.589 | 3.9917 | 5.3381 | 5.3381 | 5.3381 | 2.1832 | 2.2144 | 2.2144 | 2.3899 | 2.616 | 2.616
2025-07-07 | 1.916 | 2.0861 | 3.2164 | 4.3013 | 4.3013 | 4.3013 | 1.9847 | 2.0131 | 2.0131 | 2.1726 | 2.3782 | 2.3782
2025-07-07 01:00 | 1.6908 | 1.841 | 2.8384 | 3.7958 | 3.7958 | 3.7958 | 1.916 | 1.9434 | 1.9434 | 2.0974 | 2.2959 | 2.2959
2025-07-07 02:00 | 1.687 | 1.8368 | 2.832 | 3.7872 | 3.7872 | 3.7872 | 1.8702 | 1.897 | 1.897 | 2.0473 | 2.241 | 2.241
2025-07-07 03:00 | 1.5992 | 1.7412 | 2.6846 | 3.5901 | 3.5901 | 3.5901 | 1.9656 | 1.9937 | 1.9937 | 2.1517 | 2.3553 | 2.3553
2025-07-07 04:00 | 1.6718 | 1.8202 | 2.8063 | 3.7529 | 3.7529 | 3.7529 | 2.2099 | 2.2415 | 2.2415 | 2.4191 | 2.648 | 2.648
2025-07-07 05:00 | 2.187 | 2.3812 | 3.6713 | 4.9096 | 4.9096 | 4.9096 | 2.6298 | 2.6673 | 2.6673 | 2.8787 | 3.1511 | 3.1511
2025-07-07 06:00 | 2.8092 | 3.0586 | 4.7157 | 6.3063 | 6.3063 | 6.3063 | 3.1069 | 3.1513 | 3.1513 | 3.401 | 3.7228 | 3.7228
2025-07-07 07:00 | 3.1374 | 3.4159 | 5.2667 | 7.0431 | 7.0431 | 7.0431 | 4 | 4.0572 | 4.0572 | 4.3786 | 4.793 | 4.793
2025-07-07 08:00 | 3.2405 | 3.5281 | 5.4397 | 7.2745 | 7.2745 | 7.2745 | 3.9466 | 4.003 | 4.003 | 4.3201 | 4.7289 | 4.7289
2025-07-07 09:00 | 2.813 | 3.0627 | 4.7221 | 6.3148 | 6.3148 | 6.3148 | 3.8511 | 3.9062 | 3.9062 | 4.2157 | 4.6146 | 4.6146
2025-07-07 10:00 | 2.3168 | 2.5225 | 3.8891 | 5.201 | 5.201 | 5.201 | 3.5458 | 3.5965 | 3.5965 | 3.8814 | 4.2487 | 4.2487
2025-07-07 11:00 | 2.3511 | 2.5599 | 3.9468 | 5.2781 | 5.2781 | 5.2781 | 3.229 | 3.2751 | 3.2751 | 3.5347 | 3.8691 | 3.8691
2025-07-07 12:00 | 2.1336 | 2.323 | 3.5816 | 4.7897 | 4.7897 | 4.7897 | 3.1679 | 3.2132 | 3.2132 | 3.4678 | 3.796 | 3.796
2025-07-07 13:00 | 2.1031 | 2.2898 | 3.5303 | 4.7211 | 4.7211 | 4.7211 | 2.7252 | 2.7641 | 2.7641 | 2.9831 | 3.2654 | 3.2654
2025-07-07 14:00 | 1.8702 | 2.0363 | 3.1395 | 4.1985 | 4.1985 | 4.1985 | 2.6603 | 2.6983 | 2.6983 | 2.9121 | 3.1877 | 3.1877
2025-07-07 15:00 | 1.9962 | 2.1734 | 3.3509 | 4.4812 | 4.4812 | 4.4812 | 2.9427 | 2.9848 | 2.9848 | 3.2213 | 3.5261 | 3.5261
2025-07-07 16:00 | 2.7786 | 3.0253 | 4.6644 | 6.2377 | 6.2377 | 6.2377 | 3.3626 | 3.4106 | 3.4106 | 3.6809 | 4.0292 | 4.0292
2025-07-07 17:00 | 3.6756 | 4.0019 | 6.1701 | 8.2513 | 8.2513 | 8.2513 | 3.6374 | 3.6894 | 3.6894 | 3.9817 | 4.3585 | 4.3585
2025-07-07 18:00 | 3.8511 | 4.1931 | 6.4648 | 8.6454 | 8.6454 | 8.6454 | 3.5305 | 3.581 | 3.581 | 3.8647 | 4.2304 | 4.2304
2025-07-07 19:00 | 3.7863 | 4.1224 | 6.3559 | 8.4998 | 8.4998 | 8.4998 | 3.4389 | 3.4881 | 3.4881 | 3.7644 | 4.1207 | 4.1207
2025-07-07 20:00 | 3.8168 | 4.1556 | 6.4072 | 8.5683 | 8.5683 | 8.5683 | 3.2061 | 3.2519 | 3.2519 | 3.5096 | 3.8417 | 3.8417
2025-07-07 21:00 | 3.3969 | 3.6985 | 5.7024 | 7.6258 | 7.6258 | 7.6258 | 2.8626 | 2.9035 | 2.9035 | 3.1336 | 3.4301 | 3.4301
2025-07-07 22:00 | 2.9084 | 3.1666 | 4.8823 | 6.529 | 6.529 | 6.529 | 2.5878 | 2.6248 | 2.6248 | 2.8327 | 3.1008 | 3.1008
2025-07-07 23:00 | 2.5191 | 2.7427 | 4.2287 | 5.6551 | 5.6551 | 5.6551 | 2.2672 | 2.2996 | 2.2996 | 2.4818 | 2.7166 | 2.7166
2025-07-08 | 1.9962 | 2.1734 | 3.3509 | 4.4812 | 4.4812 | 4.4812 | 2.042 | 2.0712 | 2.0712 | 2.2353 | 2.4468 | 2.4468
2025-07-08 01:00 | 1.8092 | 1.9698 | 3.037 | 4.0614 | 4.0614 | 4.0614 | 1.9809 | 2.0092 | 2.0092 | 2.1684 | 2.3736 | 2.3736
2025-07-08 02:00 | 1.7748 | 1.9324 | 2.9793 | 3.9843 | 3.9843 | 3.9843 | 1.9618 | 1.9899 | 1.9899 | 2.1475 | 2.3507 | 2.3507
2025-07-08 03:00 | 1.6794 | 1.8285 | 2.8191 | 3.7701 | 3.7701 | 3.7701 | 2.0382 | 2.0673 | 2.0673 | 2.2311 | 2.4422 | 2.4422
2025-07-08 04:00 | 1.7977 | 1.9573 | 3.0178 | 4.0357 | 4.0357 | 4.0357 | 2.2481 | 2.2802 | 2.2802 | 2.4609 | 2.6938 | 2.6938
2025-07-08 05:00 | 2.3168 | 2.5225 | 3.8891 | 5.201 | 5.201 | 5.201 | 2.7137 | 2.7525 | 2.7525 | 2.9706 | 3.2517 | 3.2517
2025-07-08 06:00 | 3.0191 | 3.2871 | 5.0681 | 6.7775 | 6.7775 | 6.7775 | 3.2557 | 3.3022 | 3.3022 | 3.5639 | 3.9011 | 3.9011
2025-07-08 07:00 | 3.374 | 3.6736 | 5.6639 | 7.5744 | 7.5744 | 7.5744 | 3.9351 | 3.9913 | 3.9913 | 4.3076 | 4.7152 | 4.7152
2025-07-08 08:00 | 3.2939 | 3.5863 | 5.5294 | 7.3944 | 7.3944 | 7.3944 | 4.0229 | 4.0804 | 4.0804 | 4.4037 | 4.8204 | 4.8204
2025-07-08 09:00 | 2.9809 | 3.2456 | 5.004 | 6.6918 | 6.6918 | 6.6918 | 3.7595 | 3.8133 | 3.8133 | 4.1154 | 4.5048 | 4.5048
2025-07-08 10:00 | 3 | 3.2663 | 5.036 | 6.7347 | 6.7347 | 6.7347 | 3.4046 | 3.4532 | 3.4532 | 3.7268 | 4.0795 | 4.0795
2025-07-08 11:00 | 2.8626 | 3.1167 | 4.8054 | 6.4262 | 6.4262 | 6.4262 | 3.3626 | 3.4106 | 3.4106 | 3.6809 | 4.0292 | 4.0292
2025-07-08 12:00 | 2.5305 | 2.7552 | 4.2479 | 5.6808 | 5.6808 | 5.6808 | 3.1412 | 3.1861 | 3.1861 | 3.4386 | 3.7639 | 3.7639
2025-07-08 13:00 | 1.916 | 2.0861 | 3.2164 | 4.3013 | 4.3013 | 4.3013 | 2.5763 | 2.6131 | 2.6131 | 2.8202 | 3.0871 | 3.0871
2025-07-08 14:00 | 2.271 | 2.4726 | 3.8123 | 5.0981 | 5.0981 | 5.0981 | 2.9504 | 2.9925 | 2.9925 | 3.2297 | 3.5353 | 3.5353
2025-07-08 15:00 | 2.4504 | 2.6679 | 4.1134 | 5.5008 | 5.5008 | 5.5008 | 3.0763 | 3.1203 | 3.1203 | 3.3675 | 3.6862 | 3.6862
2025-07-08 16:00 | 3.2557 | 3.5448 | 5.4653 | 7.3088 | 7.3088 | 7.3088 | 3.5611 | 3.6119 | 3.6119 | 3.8981 | 4.267 | 4.267
2025-07-08 17:00 | 3.8282 | 4.1681 | 6.4264 | 8.594 | 8.594 | 8.594 | 3.8969 | 3.9526 | 3.9526 | 4.2658 | 4.6695 | 4.6695
2025-07-08 18:00 | 3.9351 | 4.2845 | 6.6058 | 8.8339 | 8.8339 | 8.8339 | 3.6107 | 3.6623 | 3.6623 | 3.9525 | 4.3265 | 4.3265
2025-07-08 19:00 | 3.813 | 4.1515 | 6.4007 | 8.5597 | 8.5597 | 8.5597 | 3.4618 | 3.5113 | 3.5113 | 3.7895 | 4.1481 | 4.1481
2025-07-08 20:00 | 3.5802 | 3.898 | 6.0099 | 8.0371 | 8.0371 | 8.0371 | 3.3359 | 3.3835 | 3.3835 | 3.6516 | 3.9972 | 3.9972
2025-07-08 21:00 | 3.5267 | 3.8398 | 5.9202 | 7.9171 | 7.9171 | 7.9171 | 2.9427 | 2.9848 | 2.9848 | 3.2213 | 3.5261 | 3.5261
2025-07-08 22:00 | 3.1527 | 3.4326 | 5.2923 | 7.0774 | 7.0774 | 7.0774 | 2.6183 | 2.6557 | 2.6557 | 2.8662 | 3.1374 | 3.1374
2025-07-08 23:00 | 2.5038 | 2.7261 | 4.2031 | 5.6208 | 5.6208 | 5.6208 | 2.4046 | 2.4389 | 2.4389 | 2.6322 | 2.8813 | 2.8813
2025-07-09 | 2.0115 | 2.19 | 3.3766 | 4.5155 | 4.5155 | 4.5155 | 2.0153 | 2.0441 | 2.0441 | 2.206 | 2.4148 | 2.4148
2025-07-09 01:00 | 1.7252 | 1.8784 | 2.896 | 3.8729 | 3.8729 | 3.8729 | 1.9084 | 1.9357 | 1.9357 | 2.089 | 2.2867 | 2.2867
2025-07-09 02:00 | 1.6565 | 1.8036 | 2.7807 | 3.7186 | 3.7186 | 3.7186 | 1.8969 | 1.924 | 1.924 | 2.0765 | 2.273 | 2.273
2025-07-09 03:00 | 1.6565 | 1.8036 | 2.7807 | 3.7186 | 3.7186 | 3.7186 | 1.9695 | 1.9976 | 1.9976 | 2.1559 | 2.3599 | 2.3599
2025-07-09 04:00 | 1.7824 | 1.9407 | 2.9921 | 4.0014 | 4.0014 | 4.0014 | 2.0954 | 2.1254 | 2.1254 | 2.2938 | 2.5108 | 2.5108
2025-07-09 05:00 | 2.3015 | 2.5059 | 3.8635 | 5.1667 | 5.1667 | 5.1667 | 2.7176 | 2.7564 | 2.7564 | 2.9748 | 3.2563 | 3.2563
2025-07-09 06:00 | 3.0115 | 3.2788 | 5.0552 | 6.7604 | 6.7604 | 6.7604 | 3.4427 | 3.4919 | 3.4919 | 3.7686 | 4.1252 | 4.1252
2025-07-09 07:00 | 3.3397 | 3.6362 | 5.6063 | 7.4973 | 7.4973 | 7.4973 | 3.9008 | 3.9565 | 3.9565 | 4.27 | 4.6741 | 4.6741
2025-07-09 08:00 | 3.0916 | 3.3661 | 5.1898 | 6.9403 | 6.9403 | 6.9403 | 3.7443 | 3.7978 | 3.7978 | 4.0987 | 4.4865 | 4.4865
2025-07-09 09:00 | 2.5076 | 2.7303 | 4.2095 | 5.6294 | 5.6294 | 5.6294 | 3.3664 | 3.4145 | 3.4145 | 3.6851 | 4.0338 | 4.0338
2025-07-09 10:00 | 2.4924 | 2.7136 | 4.1839 | 5.5951 | 5.5951 | 5.5951 | 2.8359 | 2.8764 | 2.8764 | 3.1043 | 3.3981 | 3.3981
2025-07-09 11:00 | 2.3168 | 2.5225 | 3.8891 | 5.201 | 5.201 | 5.201 | 2.874 | 2.9151 | 2.9151 | 3.1461 | 3.4438 | 3.4438
2025-07-09 12:00 | 2.3702 | 2.5807 | 3.9788 | 5.3209 | 5.3209 | 5.3209 | 3.0305 | 3.0738 | 3.0738 | 3.3174 | 3.6313 | 3.6313
2025-07-09 13:00 | 2.3206 | 2.5266 | 3.8956 | 5.2095 | 5.2095 | 5.2095 | 3.0496 | 3.0932 | 3.0932 | 3.3383 | 3.6542 | 3.6542
2025-07-09 14:00 | 2.7099 | 2.9505 | 4.5491 | 6.0835 | 6.0835 | 6.0835 | 3.084 | 3.128 | 3.128 | 3.3759 | 3.6953 | 3.6953
2025-07-09 15:00 | 2.7252 | 2.9671 | 4.5747 | 6.1178 | 6.1178 | 6.1178 | 3.4809 | 3.5307 | 3.5307 | 3.8104 | 4.171 | 4.171
2025-07-09 16:00 | 3.3588 | 3.657 | 5.6383 | 7.5401 | 7.5401 | 7.5401 | 3.8015 | 3.8558 | 3.8558 | 4.1614 | 4.5551 | 4.5551
2025-07-09 17:00 | 3.8855 | 4.2305 | 6.5225 | 8.7225 | 8.7225 | 8.7225 | 3.9008 | 3.9565 | 3.9565 | 4.27 | 4.6741 | 4.6741
2025-07-09 18:00 | 4.1412 | 4.5089 | 6.9518 | 9.2966 | 9.2966 | 9.2966 | 3.626 | 3.6778 | 3.6778 | 3.9692 | 4.3448 | 4.3448
2025-07-09 19:00 | 3.9847 | 4.3385 | 6.6891 | 8.9453 | 8.9453 | 8.9453 | 3.3779 | 3.4261 | 3.4261 | 3.6976 | 4.0475 | 4.0475
2025-07-09 20:00 | 3.7863 | 4.1224 | 6.3559 | 8.4998 | 8.4998 | 8.4998 | 3.0076 | 3.0506 | 3.0506 | 3.2923 | 3.6039 | 3.6039
2025-07-09 21:00 | 3.2366 | 3.524 | 5.4333 | 7.2659 | 7.2659 | 7.2659 | 2.7786 | 2.8183 | 2.8183 | 3.0416 | 3.3295 | 3.3295
2025-07-09 22:00 | 2.916 | 3.1749 | 4.8951 | 6.5462 | 6.5462 | 6.5462 | 2.6183 | 2.6557 | 2.6557 | 2.8662 | 3.1374 | 3.1374
2025-07-09 23:00 | 2.4466 | 2.6638 | 4.107 | 5.4923 | 5.4923 | 5.4923 | 2.3282 | 2.3615 | 2.3615 | 2.5486 | 2.7898 | 2.7898
2025-07-10 | 2.0267 | 2.2066 | 3.4022 | 4.5498 | 4.5498 | 4.5498 | 2 | 2.0286 | 2.0286 | 2.1893 | 2.3965 | 2.3965
2025-07-10 01:00 | 1.7901 | 1.949 | 3.005 | 4.0185 | 4.0185 | 4.0185 | 1.8702 | 1.897 | 1.897 | 2.0473 | 2.241 | 2.241
2025-07-10 02:00 | 1.7634 | 1.9199 | 2.9601 | 3.9586 | 3.9586 | 3.9586 | 1.8397 | 1.866 | 1.866 | 2.0138 | 2.2044 | 2.2044
2025-07-10 03:00 | 1.729 | 1.8825 | 2.9024 | 3.8814 | 3.8814 | 3.8814 | 2.1107 | 2.1408 | 2.1408 | 2.3105 | 2.5291 | 2.5291
2025-07-10 04:00 | 1.8817 | 2.0487 | 3.1587 | 4.2242 | 4.2242 | 4.2242 | 2.2481 | 2.2802 | 2.2802 | 2.4609 | 2.6938 | 2.6938
2025-07-10 05:00 | 2.3435 | 2.5516 | 3.934 | 5.2609 | 5.2609 | 5.2609 | 2.7786 | 2.8183 | 2.8183 | 3.0416 | 3.3295 | 3.3295
2025-07-10 06:00 | 3.1374 | 3.4159 | 5.2667 | 7.0431 | 7.0431 | 7.0431 | 3.2672 | 3.3139 | 3.3139 | 3.5764 | 3.9149 | 3.9149
2025-07-10 07:00 | 3.4542 | 3.7609 | 5.7985 | 7.7543 | 7.7543 | 7.7543 | 3.9237 | 3.9797 | 3.9797 | 4.2951 | 4.7015 | 4.7015
2025-07-10 08:00 | 3.3817 | 3.6819 | 5.6767 | 7.5915 | 7.5915 | 7.5915 | 4.1947 | 4.2546 | 4.2546 | 4.5917 | 5.0262 | 5.0262
2025-07-10 09:00 | 3.1145 | 3.391 | 5.2282 | 6.9917 | 6.9917 | 6.9917 | 4.1794 | 4.2391 | 4.2391 | 4.575 | 5.0079 | 5.0079
2025-07-10 10:00 | 2.9809 | 3.2456 | 5.004 | 6.6918 | 6.6918 | 6.6918 | 3.5763 | 3.6274 | 3.6274 | 3.9149 | 4.2853 | 4.2853
2025-07-10 11:00 | 2.8779 | 3.1334 | 4.831 | 6.4605 | 6.4605 | 6.4605 | 3.4771 | 3.5268 | 3.5268 | 3.8062 | 4.1664 | 4.1664
2025-07-10 12:00 | 3.1832 | 3.4658 | 5.3436 | 7.146 | 7.146 | 7.146 | 3.6069 | 3.6584 | 3.6584 | 3.9483 | 4.3219 | 4.3219
2025-07-10 13:00 | 3.2176 | 3.5032 | 5.4012 | 7.2231 | 7.2231 | 7.2231 | 3.9885 | 4.0455 | 4.0455 | 4.3661 | 4.7792 | 4.7792
2025-07-10 14:00 | 3.3244 | 3.6196 | 5.5806 | 7.463 | 7.463 | 7.463 | 3.8626 | 3.9178 | 3.9178 | 4.2282 | 4.6283 | 4.6283
2025-07-10 15:00 | 3.4351 | 3.7401 | 5.7664 | 7.7115 | 7.7115 | 7.7115 | 3.6107 | 3.6623 | 3.6623 | 3.9525 | 4.3265 | 4.3265
2025-07-10 16:00 | 3.7786 | 4.1141 | 6.3431 | 8.4826 | 8.4826 | 8.4826 | 3.9389 | 3.9952 | 3.9952 | 4.3118 | 4.7198 | 4.7198
2025-07-10 17:00 | 4.6107 | 5.02 | 7.7398 | 10.3505 | 10.3505 | 10.3505 | 4.126 | 4.1849 | 4.1849 | 4.5165 | 4.9439 | 4.9439
2025-07-10 18:00 | 4.6336 | 5.045 | 7.7783 | 10.4019 | 10.4019 | 10.4019 | 4.0076 | 4.0649 | 4.0649 | 4.387 | 4.8021 | 4.8021
2025-07-10 19:00 | 4.5878 | 4.9951 | 7.7014 | 10.2991 | 10.2991 | 10.2991 | 3.6336 | 3.6855 | 3.6855 | 3.9775 | 4.3539 | 4.3539
2025-07-10 20:00 | 4.2748 | 4.6543 | 7.176 | 9.5965 | 9.5965 | 9.5965 | 3.4924 | 3.5423 | 3.5423 | 3.8229 | 4.1847 | 4.1847
2025-07-10 21:00 | 3.7366 | 4.0684 | 6.2726 | 8.3884 | 8.3884 | 8.3884 | 3.0115 | 3.0545 | 3.0545 | 3.2965 | 3.6084 | 3.6084
2025-07-10 22:00 | 3.3015 | 3.5946 | 5.5422 | 7.4116 | 7.4116 | 7.4116 | 2.7634 | 2.8028 | 2.8028 | 3.0249 | 3.3112 | 3.3112
2025-07-10 23:00 | 2.6794 | 2.9173 | 4.4978 | 6.0149 | 6.0149 | 6.0149 | 2.4885 | 2.5241 | 2.5241 | 2.7241 | 2.9819 | 2.9819
2025-07-11 | 2.1221 | 2.3105 | 3.5624 | 4.764 | 4.764 | 4.764 | 2.2595 | 2.2918 | 2.2918 | 2.4734 | 2.7075 | 2.7075
2025-07-11 01:00 | 1.9618 | 2.136 | 3.2933 | 4.4041 | 4.4041 | 4.4041 | 2.1069 | 2.137 | 2.137 | 2.3063 | 2.5245 | 2.5245
2025-07-11 02:00 | 1.8473 | 2.0113 | 3.1011 | 4.1471 | 4.1471 | 4.1471 | 2.1145 | 2.1447 | 2.1447 | 2.3147 | 2.5337 | 2.5337
2025-07-11 03:00 | 1.8168 | 1.9781 | 3.0498 | 4.0785 | 4.0785 | 4.0785 | 2.3588 | 2.3925 | 2.3925 | 2.5821 | 2.8264 | 2.8264
2025-07-11 04:00 | 1.8779 | 2.0446 | 3.1523 | 4.2156 | 4.2156 | 4.2156 | 2.4313 | 2.466 | 2.466 | 2.6614 | 2.9133 | 2.9133
2025-07-11 05:00 | 2.4809 | 2.7012 | 4.1647 | 5.5694 | 5.5694 | 5.5694 | 2.8702 | 2.9112 | 2.9112 | 3.1419 | 3.4392 | 3.4392
2025-07-11 06:00 | 3.4046 | 3.7068 | 5.7152 | 7.6429 | 7.6429 | 7.6429 | 3.5916 | 3.6429 | 3.6429 | 3.9316 | 4.3036 | 4.3036
2025-07-11 07:00 | 3.416 | 3.7193 | 5.7344 | 7.6686 | 7.6686 | 7.6686 | 4.1603 | 4.2197 | 4.2197 | 4.5541 | 4.985 | 4.985
2025-07-11 08:00 | 3.2557 | 3.5448 | 5.4653 | 7.3088 | 7.3088 | 7.3088 | 4.1565 | 4.2159 | 4.2159 | 4.5499 | 4.9805 | 4.9805
2025-07-11 09:00 | 2.8626 | 3.1167 | 4.8054 | 6.4262 | 6.4262 | 6.4262 | 4.0191 | 4.0765 | 4.0765 | 4.3995 | 4.8158 | 4.8158
2025-07-11 10:00 | 2.2099 | 2.4061 | 3.7097 | 4.961 | 4.961 | 4.961 | 3.3473 | 3.3952 | 3.3952 | 3.6642 | 4.0109 | 4.0109
2025-07-11 11:00 | 1.8397 | 2.003 | 3.0882 | 4.1299 | 4.1299 | 4.1299 | 3.126 | 3.1706 | 3.1706 | 3.4218 | 3.7456 | 3.7456
2025-07-11 12:00 | 2.4427 | 2.6596 | 4.1006 | 5.4837 | 5.4837 | 5.4837 | 2.7786 | 2.8183 | 2.8183 | 3.0416 | 3.3295 | 3.3295
2025-07-11 13:00 | 2.4809 | 2.7012 | 4.1647 | 5.5694 | 5.5694 | 5.5694 | 3.3473 | 3.3952 | 3.3952 | 3.6642 | 4.0109 | 4.0109
2025-07-11 14:00 | 2.4313 | 2.6471 | 4.0814 | 5.458 | 5.458 | 5.458 | 3.5229 | 3.5732 | 3.5732 | 3.8564 | 4.2213 | 4.2213
2025-07-11 15:00 | 2.8244 | 3.0752 | 4.7413 | 6.3405 | 6.3405 | 6.3405 | 3.4389 | 3.4881 | 3.4881 | 3.7644 | 4.1207 | 4.1207
2025-07-11 16:00 | 3.3015 | 3.5946 | 5.5422 | 7.4116 | 7.4116 | 7.4116 | 3.5725 | 3.6236 | 3.6236 | 3.9107 | 4.2807 | 4.2807
2025-07-11 17:00 | 3.8664 | 4.2097 | 6.4904 | 8.6797 | 8.6797 | 8.6797 | 3.7405 | 3.7939 | 3.7939 | 4.0945 | 4.482 | 4.482
2025-07-11 18:00 | 3.8435 | 4.1847 | 6.452 | 8.6283 | 8.6283 | 8.6283 | 3.5076 | 3.5577 | 3.5577 | 3.8397 | 4.203 | 4.203
2025-07-11 19:00 | 3.7977 | 4.1349 | 6.3751 | 8.5255 | 8.5255 | 8.5255 | 3.1832 | 3.2287 | 3.2287 | 3.4845 | 3.8142 | 3.8142
2025-07-11 20:00 | 3.6145 | 3.9354 | 6.0676 | 8.1142 | 8.1142 | 8.1142 | 3.042 | 3.0854 | 3.0854 | 3.3299 | 3.645 | 3.645
2025-07-11 21:00 | 3.4389 | 3.7442 | 5.7728 | 7.72 | 7.72 | 7.72 | 2.8626 | 2.9035 | 2.9035 | 3.1336 | 3.4301 | 3.4301
2025-07-11 22:00 | 2.9313 | 3.1915 | 4.9207 | 6.5805 | 6.5805 | 6.5805 | 2.6145 | 2.6519 | 2.6519 | 2.862 | 3.1328 | 3.1328
2025-07-11 23:00 | 2.5496 | 2.776 | 4.28 | 5.7236 | 5.7236 | 5.7236 | 2.3588 | 2.3925 | 2.3925 | 2.5821 | 2.8264 | 2.8264
2025-07-12 | 2.1794 | 2.3729 | 3.6585 | 4.8925 | 4.8925 | 4.8925 | 2.0992 | 2.1292 | 2.1292 | 2.2979 | 2.5154 | 2.5154
2025-07-12 01:00 | 1.8626 | 2.028 | 3.1267 | 4.1813 | 4.1813 | 4.1813 | 1.9466 | 1.9744 | 1.9744 | 2.1308 | 2.3325 | 2.3325
2025-07-12 02:00 | 1.7405 | 1.895 | 2.9217 | 3.9071 | 3.9071 | 3.9071 | 1.8664 | 1.8931 | 1.8931 | 2.0431 | 2.2364 | 2.2364
2025-07-12 03:00 | 1.7443 | 1.8991 | 2.9281 | 3.9157 | 3.9157 | 3.9157 | 1.7939 | 1.8195 | 1.8195 | 1.9637 | 2.1495 | 2.1495
2025-07-12 04:00 | 1.7328 | 1.8867 | 2.9088 | 3.89 | 3.89 | 3.89 | 1.9618 | 1.9899 | 1.9899 | 2.1475 | 2.3507 | 2.3507
2025-07-12 05:00 | 2.0115 | 2.19 | 3.3766 | 4.5155 | 4.5155 | 4.5155 | 2.0344 | 2.0634 | 2.0634 | 2.2269 | 2.4376 | 2.4376
2025-07-12 06:00 | 2.2863 | 2.4892 | 3.8379 | 5.1324 | 5.1324 | 5.1324 | 2.5344 | 2.5706 | 2.5706 | 2.7742 | 3.0368 | 3.0368
2025-07-12 07:00 | 2.5 | 2.722 | 4.1967 | 5.6122 | 5.6122 | 5.6122 | 2.813 | 2.8532 | 2.8532 | 3.0792 | 3.3706 | 3.3706
2025-07-12 08:00 | 2.5229 | 2.7469 | 4.2351 | 5.6636 | 5.6636 | 5.6636 | 2.7252 | 2.7641 | 2.7641 | 2.9831 | 3.2654 | 3.2654
2025-07-12 09:00 | 2.229 | 2.4269 | 3.7418 | 5.0039 | 5.0039 | 5.0039 | 2.2901 | 2.3228 | 2.3228 | 2.5068 | 2.7441 | 2.7441
2025-07-12 10:00 | 2.0763 | 2.2607 | 3.4855 | 4.6612 | 4.6612 | 4.6612 | 1.9847 | 2.0131 | 2.0131 | 2.1726 | 2.3782 | 2.3782
2025-07-12 11:00 | 1.6489 | 1.7952 | 2.7679 | 3.7015 | 3.7015 | 3.7015 | 1.4885 | 1.5098 | 1.5098 | 1.6294 | 1.7836 | 1.7836
2025-07-12 12:00 | 1.4389 | 1.5667 | 2.4155 | 3.2302 | 3.2302 | 3.2302 | 1.3626 | 1.3821 | 1.3821 | 1.4916 | 1.6327 | 1.6327
2025-07-12 13:00 | 1.3588 | 1.4794 | 2.2809 | 3.0503 | 3.0503 | 3.0503 | 1.313 | 1.3317 | 1.3317 | 1.4373 | 1.5733 | 1.5733
2025-07-12 14:00 | 1.4771 | 1.6082 | 2.4796 | 3.3159 | 3.3159 | 3.3159 | 1.5153 | 1.5369 | 1.5369 | 1.6587 | 1.8157 | 1.8157
2025-07-12 15:00 | 2.0573 | 2.2399 | 3.4535 | 4.6183 | 4.6183 | 4.6183 | 2.084 | 2.1137 | 2.1137 | 2.2812 | 2.4971 | 2.4971
2025-07-12 16:00 | 2.5954 | 2.8258 | 4.3569 | 5.8264 | 5.8264 | 5.8264 | 2.5802 | 2.617 | 2.617 | 2.8244 | 3.0916 | 3.0916
2025-07-12 17:00 | 3.5038 | 3.8149 | 5.8818 | 7.8657 | 7.8657 | 7.8657 | 2.8855 | 2.9267 | 2.9267 | 3.1586 | 3.4575 | 3.4575
2025-07-12 18:00 | 3.3397 | 3.6362 | 5.6063 | 7.4973 | 7.4973 | 7.4973 | 3.0344 | 3.0777 | 3.0777 | 3.3216 | 3.6359 | 3.6359
2025-07-12 19:00 | 3.3168 | 3.6113 | 5.5678 | 7.4459 | 7.4459 | 7.4459 | 3.1031 | 3.1474 | 3.1474 | 3.3968 | 3.7182 | 3.7182
2025-07-12 20:00 | 3.2786 | 3.5697 | 5.5037 | 7.3602 | 7.3602 | 7.3602 | 2.9542 | 2.9964 | 2.9964 | 3.2338 | 3.5398 | 3.5398
2025-07-12 21:00 | 3.1947 | 3.4783 | 5.3628 | 7.1717 | 7.1717 | 7.1717 | 2.7634 | 2.8028 | 2.8028 | 3.0249 | 3.3112 | 3.3112
2025-07-12 22:00 | 2.9962 | 3.2622 | 5.0296 | 6.7261 | 6.7261 | 6.7261 | 2.6145 | 2.6519 | 2.6519 | 2.862 | 3.1328 | 3.1328
2025-07-12 23:00 | 2.7023 | 2.9422 | 4.5363 | 6.0664 | 6.0664 | 6.0664 | 2.416 | 2.4505 | 2.4505 | 2.6447 | 2.895 | 2.895
2025-07-13 | 2.313 | 2.5183 | 3.8827 | 5.1924 | 5.1924 | 5.1924 | 2.2252 | 2.257 | 2.257 | 2.4358 | 2.6663 | 2.6663
2025-07-13 01:00 | 2.0687 | 2.2524 | 3.4727 | 4.644 | 4.644 | 4.644 | 2.1947 | 2.226 | 2.226 | 2.4024 | 2.6297 | 2.6297
2025-07-13 02:00 | 2.0115 | 2.19 | 3.3766 | 4.5155 | 4.5155 | 4.5155 | 2.1336 | 2.1641 | 2.1641 | 2.3355 | 2.5566 | 2.5566
2025-07-13 03:00 | 1.9389 | 2.1111 | 3.2548 | 4.3527 | 4.3527 | 4.3527 | 2.1832 | 2.2144 | 2.2144 | 2.3899 | 2.616 | 2.616
2025-07-13 04:00 | 2.0153 | 2.1942 | 3.383 | 4.5241 | 4.5241 | 4.5241 | 2.2481 | 2.2802 | 2.2802 | 2.4609 | 2.6938 | 2.6938
2025-07-13 05:00 | 2.271 | 2.4726 | 3.8123 | 5.0981 | 5.0981 | 5.0981 | 2.4466 | 2.4815 | 2.4815 | 2.6781 | 2.9316 | 2.9316
2025-07-13 06:00 | 2.7634 | 3.0087 | 4.6388 | 6.2034 | 6.2034 | 6.2034 | 2.5916 | 2.6286 | 2.6286 | 2.8369 | 3.1054 | 3.1054
2025-07-13 07:00 | 3.0382 | 3.3079 | 5.1001 | 6.8204 | 6.8204 | 6.8204 | 2.9771 | 3.0196 | 3.0196 | 3.2589 | 3.5673 | 3.5673
2025-07-13 08:00 | 3.6679 | 3.9936 | 6.1573 | 8.2341 | 8.2341 | 8.2341 | 3.5649 | 3.6158 | 3.6158 | 3.9023 | 4.2716 | 4.2716
2025-07-13 09:00 | 3.5763 | 3.8938 | 6.0035 | 8.0285 | 8.0285 | 8.0285 | 3.4542 | 3.5036 | 3.5036 | 3.7812 | 4.139 | 4.139
2025-07-13 10:00 | 3.5382 | 3.8523 | 5.9394 | 7.9428 | 7.9428 | 7.9428 | 3.2519 | 3.2984 | 3.2984 | 3.5597 | 3.8966 | 3.8966
2025-07-13 11:00 | 2.7023 | 2.9422 | 4.5363 | 6.0664 | 6.0664 | 6.0664 | 2.4542 | 2.4893 | 2.4893 | 2.6865 | 2.9407 | 2.9407
2025-07-13 12:00 | 2.5458 | 2.7718 | 4.2736 | 5.7151 | 5.7151 | 5.7151 | 2.374 | 2.408 | 2.408 | 2.5988 | 2.8447 | 2.8447
2025-07-13 13:00 | 2.3206 | 2.5266 | 3.8956 | 5.2095 | 5.2095 | 5.2095 | 2.4237 | 2.4583 | 2.4583 | 2.6531 | 2.9041 | 2.9041
2025-07-13 14:00 | 2.5916 | 2.8217 | 4.3505 | 5.8179 | 5.8179 | 5.8179 | 2.584 | 2.6209 | 2.6209 | 2.8286 | 3.0962 | 3.0962
2025-07-13 15:00 | 2.7748 | 3.0212 | 4.658 | 6.2292 | 6.2292 | 6.2292 | 2.5534 | 2.5899 | 2.5899 | 2.7951 | 3.0596 | 3.0596
2025-07-13 16:00 | 3.5382 | 3.8523 | 5.9394 | 7.9428 | 7.9428 | 7.9428 | 3.0229 | 3.0661 | 3.0661 | 3.309 | 3.6222 | 3.6222
2025-07-13 17:00 | 4.2252 | 4.6003 | 7.0927 | 9.4851 | 9.4851 | 9.4851 | 3.4046 | 3.4532 | 3.4532 | 3.7268 | 4.0795 | 4.0795
2025-07-13 18:00 | 4.2366 | 4.6128 | 7.1119 | 9.5108 | 9.5108 | 9.5108 | 3.4427 | 3.4919 | 3.4919 | 3.7686 | 4.1252 | 4.1252
2025-07-13 19:00 | 4.1718 | 4.5421 | 7.003 | 9.3652 | 9.3652 | 9.3652 | 3.3321 | 3.3797 | 3.3797 | 3.6475 | 3.9926 | 3.9926
2025-07-13 20:00 | 3.916 | 4.2637 | 6.5737 | 8.7911 | 8.7911 | 8.7911 | 3.1565 | 3.2016 | 3.2016 | 3.4553 | 3.7822 | 3.7822
2025-07-13 21:00 | 3.5611 | 3.8772 | 5.9779 | 7.9942 | 7.9942 | 7.9942 | 2.7405 | 2.7796 | 2.7796 | 2.9999 | 3.2837 | 3.2837
2025-07-13 22:00 | 2.9275 | 3.1874 | 4.9143 | 6.5719 | 6.5719 | 6.5719 | 2.5229 | 2.5589 | 2.5589 | 2.7617 | 3.023 | 3.023
2025-07-13 23:00 | 2.4122 | 2.6264 | 4.0493 | 5.4152 | 5.4152 | 5.4152 | 2.3244 | 2.3576 | 2.3576 | 2.5444 | 2.7852 | 2.7852
2025-07-14 | 2.0649 | 2.2482 | 3.4663 | 4.6355 | 4.6355 | 4.6355 | 1.9809 | 2.0092 | 2.0092 | 2.1684 | 2.3736 | 2.3736
2025-07-14 01:00 | 1.7634 | 1.9199 | 2.9601 | 3.9586 | 3.9586 | 3.9586 | 1.8969 | 1.924 | 1.924 | 2.0765 | 2.273 | 2.273
2025-07-14 02:00 | 1.7328 | 1.8867 | 2.9088 | 3.89 | 3.89 | 3.89 | 1.8817 | 1.9086 | 1.9086 | 2.0598 | 2.2547 | 2.2547
2025-07-14 03:00 | 1.7328 | 1.8867 | 2.9088 | 3.89 | 3.89 | 3.89 | 2.0076 | 2.0363 | 2.0363 | 2.1977 | 2.4056 | 2.4056
2025-07-14 04:00 | 1.9084 | 2.0778 | 3.2036 | 4.2841 | 4.2841 | 4.2841 | 2.3282 | 2.3615 | 2.3615 | 2.5486 | 2.7898 | 2.7898
2025-07-14 05:00 | 2.3435 | 2.5516 | 3.934 | 5.2609 | 5.2609 | 5.2609 | 2.7519 | 2.7912 | 2.7912 | 3.0124 | 3.2975 | 3.2975
2025-07-14 06:00 | 3.229 | 3.5157 | 5.4205 | 7.2488 | 7.2488 | 7.2488 | 3.4542 | 3.5036 | 3.5036 | 3.7812 | 4.139 | 4.139
2025-07-14 07:00 | 3.5153 | 3.8274 | 5.901 | 7.8914 | 7.8914 | 7.8914 | 4.1069 | 4.1655 | 4.1655 | 4.4956 | 4.921 | 4.921
2025-07-14 08:00 | 3.1679 | 3.4492 | 5.3179 | 7.1117 | 7.1117 | 7.1117 | 3.9046 | 3.9604 | 3.9604 | 4.2742 | 4.6786 | 4.6786
2025-07-14 09:00 | 2.4008 | 2.6139 | 4.0301 | 5.3895 | 5.3895 | 5.3895 | 3.4313 | 3.4803 | 3.4803 | 3.7561 | 4.1115 | 4.1115
2025-07-14 10:00 | 1.9237 | 2.0944 | 3.2292 | 4.3184 | 4.3184 | 4.3184 | 2.916 | 2.9577 | 2.9577 | 3.192 | 3.4941 | 3.4941
2025-07-14 11:00 | 1.6183 | 1.762 | 2.7166 | 3.633 | 3.633 | 3.633 | 2.374 | 2.408 | 2.408 | 2.5988 | 2.8447 | 2.8447
2025-07-14 12:00 | 1.4847 | 1.6165 | 2.4924 | 3.3331 | 3.3331 | 3.3331 | 2.1985 | 2.2299 | 2.2299 | 2.4066 | 2.6343 | 2.6343
2025-07-14 13:00 | 1.4885 | 1.6207 | 2.4988 | 3.3416 | 3.3416 | 3.3416 | 2.0725 | 2.1021 | 2.1021 | 2.2687 | 2.4834 | 2.4834
2025-07-14 14:00 | 1.5076 | 1.6415 | 2.5308 | 3.3845 | 3.3845 | 3.3845 | 2.2863 | 2.3189 | 2.3189 | 2.5027 | 2.7395 | 2.7395
2025-07-14 15:00 | 2 | 2.1776 | 3.3573 | 4.4898 | 4.4898 | 4.4898 | 2.8626 | 2.9035 | 2.9035 | 3.1336 | 3.4301 | 3.4301
2025-07-14 16:00 | 2.7481 | 2.9921 | 4.6132 | 6.1692 | 6.1692 | 6.1692 | 3.4847 | 3.5345 | 3.5345 | 3.8146 | 4.1756 | 4.1756
2025-07-14 17:00 | 3.9656 | 4.3177 | 6.657 | 8.9025 | 8.9025 | 8.9025 | 3.8168 | 3.8713 | 3.8713 | 4.1781 | 4.5734 | 4.5734
2025-07-14 18:00 | 4.2099 | 4.5837 | 7.0671 | 9.4508 | 9.4508 | 9.4508 | 3.7443 | 3.7978 | 3.7978 | 4.0987 | 4.4865 | 4.4865
2025-07-14 19:00 | 4.2443 | 4.6211 | 7.1248 | 9.5279 | 9.5279 | 9.5279 | 3.5802 | 3.6313 | 3.6313 | 3.919 | 4.2899 | 4.2899
2025-07-14 20:00 | 4.0992 | 4.4632 | 6.8813 | 9.2024 | 9.2024 | 9.2024 | 3.3015 | 3.3487 | 3.3487 | 3.614 | 3.956 | 3.956
2025-07-14 21:00 | 3.4809 | 3.79 | 5.8433 | 7.8143 | 7.8143 | 7.8143 | 3.0038 | 3.0467 | 3.0467 | 3.2881 | 3.5993 | 3.5993
2025-07-14 22:00 | 3.0153 | 3.283 | 5.0617 | 6.769 | 6.769 | 6.769 | 2.8359 | 2.8764 | 2.8764 | 3.1043 | 3.3981 | 3.3981
2025-07-14 23:00 | 2.6031 | 2.8342 | 4.3697 | 5.8436 | 5.8436 | 5.8436 | 2.5878 | 2.6248 | 2.6248 | 2.8327 | 3.1008 | 3.1008
2025-07-15 | 2.1107 | 2.2981 | 3.5432 | 4.7383 | 4.7383 | 4.7383 | 2.1947 | 2.226 | 2.226 | 2.4024 | 2.6297 | 2.6297
2025-07-15 01:00 | 1.9924 | 2.1692 | 3.3445 | 4.4727 | 4.4727 | 4.4727 | 2.1947 | 2.226 | 2.226 | 2.4024 | 2.6297 | 2.6297
2025-07-15 02:00 | 1.8206 | 1.9822 | 3.0562 | 4.0871 | 4.0871 | 4.0871 | 2.1794 | 2.2105 | 2.2105 | 2.3857 | 2.6114 | 2.6114
2025-07-15 03:00 | 1.8244 | 1.9864 | 3.0626 | 4.0956 | 4.0956 | 4.0956 | 2.2863 | 2.3189 | 2.3189 | 2.5027 | 2.7395 | 2.7395
2025-07-15 04:00 | 2 | 2.1776 | 3.3573 | 4.4898 | 4.4898 | 4.4898 | 2.4809 | 2.5164 | 2.5164 | 2.7157 | 2.9727 | 2.9727
2025-07-15 05:00 | 2.5687 | 2.7968 | 4.312 | 5.7665 | 5.7665 | 5.7665 | 3.0305 | 3.0738 | 3.0738 | 3.3174 | 3.6313 | 3.6313
2025-07-15 06:00 | 3.4351 | 3.7401 | 5.7664 | 7.7115 | 7.7115 | 7.7115 | 3.6069 | 3.6584 | 3.6584 | 3.9483 | 4.3219 | 4.3219
2025-07-15 07:00 | 3.584 | 3.9022 | 6.0163 | 8.0456 | 8.0456 | 8.0456 | 4.5267 | 4.5914 | 4.5914 | 4.9552 | 5.4241 | 5.4241
2025-07-15 08:00 | 3.542 | 3.8564 | 5.9458 | 7.9514 | 7.9514 | 7.9514 | 4.8397 | 4.9088 | 4.9088 | 5.2978 | 5.7991 | 5.7991
2025-07-15 09:00 | 3.1565 | 3.4367 | 5.2987 | 7.086 | 7.086 | 7.086 | 4.9084 | 4.9785 | 4.9785 | 5.373 | 5.8814 | 5.8814
2025-07-15 10:00 | 2.9542 | 3.2165 | 4.9591 | 6.6319 | 6.6319 | 6.6319 | 4.7939 | 4.8624 | 4.8624 | 5.2477 | 5.7442 | 5.7442
2025-07-15 11:00 | 2.5305 | 2.7552 | 4.2479 | 5.6808 | 5.6808 | 5.6808 | 3.7328 | 3.7862 | 3.7862 | 4.0862 | 4.4728 | 4.4728
2025-07-15 12:00 | 2.3855 | 2.5973 | 4.0045 | 5.3552 | 5.3552 | 5.3552 | 3.2595 | 3.3061 | 3.3061 | 3.5681 | 3.9057 | 3.9057
2025-07-15 13:00 | 1.9847 | 2.1609 | 3.3317 | 4.4555 | 4.4555 | 4.4555 | 3.6183 | 3.67 | 3.67 | 3.9608 | 4.3356 | 4.3356
2025-07-15 14:00 | 1.5916 | 1.7329 | 2.6718 | 3.573 | 3.573 | 3.573 | 3.2595 | 3.3061 | 3.3061 | 3.5681 | 3.9057 | 3.9057
2025-07-15 15:00 | 2.1832 | 2.377 | 3.6649 | 4.9011 | 4.9011 | 4.9011 | 3.0382 | 3.0816 | 3.0816 | 3.3257 | 3.6405 | 3.6405
2025-07-15 16:00 | 3.1489 | 3.4284 | 5.2859 | 7.0688 | 7.0688 | 7.0688 | 3.416 | 3.4648 | 3.4648 | 3.7394 | 4.0932 | 4.0932
2025-07-15 17:00 | 4.0725 | 4.4341 | 6.8364 | 9.1424 | 9.1424 | 9.1424 | 3.7672 | 3.821 | 3.821 | 4.1238 | 4.514 | 4.514
2025-07-15 18:00 | 4.3664 | 4.7541 | 7.3298 | 9.8021 | 9.8021 | 9.8021 | 3.7366 | 3.79 | 3.79 | 4.0903 | 4.4774 | 4.4774
2025-07-15 19:00 | 4.3397 | 4.725 | 7.2849 | 9.7422 | 9.7422 | 9.7422 | 3.626 | 3.6778 | 3.6778 | 3.9692 | 4.3448 | 4.3448
2025-07-15 20:00 | 4.2863 | 4.6668 | 7.1952 | 9.6222 | 9.6222 | 9.6222 | 3.4237 | 3.4726 | 3.4726 | 3.7477 | 4.1024 | 4.1024
2025-07-15 21:00 | 3.7328 | 4.0642 | 6.2662 | 8.3798 | 8.3798 | 8.3798 | 3.1107 | 3.1551 | 3.1551 | 3.4051 | 3.7274 | 3.7274
2025-07-15 22:00 | 3.3855 | 3.6861 | 5.6831 | 7.6001 | 7.6001 | 7.6001 | 2.8855 | 2.9267 | 2.9267 | 3.1586 | 3.4575 | 3.4575
2025-07-15 23:00 | 2.8626 | 3.1167 | 4.8054 | 6.4262 | 6.4262 | 6.4262 | 2.6603 | 2.6983 | 2.6983 | 2.9121 | 3.1877 | 3.1877
2025-07-16 | 2.1908 | 2.3853 | 3.6777 | 4.9182 | 4.9182 | 4.9182 | 2.4504 | 2.4854 | 2.4854 | 2.6823 | 2.9361 | 2.9361
2025-07-16 01:00 | 2.0229 | 2.2025 | 3.3958 | 4.5412 | 4.5412 | 4.5412 | 2.3092 | 2.3422 | 2.3422 | 2.5277 | 2.7669 | 2.7669
2025-07-16 02:00 | 2.0267 | 2.2066 | 3.4022 | 4.5498 | 4.5498 | 4.5498 | 2.3092 | 2.3422 | 2.3422 | 2.5277 | 2.7669 | 2.7669
2025-07-16 03:00 | 2.0763 | 2.2607 | 3.4855 | 4.6612 | 4.6612 | 4.6612 | 2.3511 | 2.3847 | 2.3847 | 2.5737 | 2.8172 | 2.8172
2025-07-16 04:00 | 2.3092 | 2.5142 | 3.8763 | 5.1838 | 5.1838 | 5.1838 | 2.626 | 2.6635 | 2.6635 | 2.8745 | 3.1465 | 3.1465
2025-07-16 05:00 | 2.8244 | 3.0752 | 4.7413 | 6.3405 | 6.3405 | 6.3405 | 3.3588 | 3.4068 | 3.4068 | 3.6767 | 4.0246 | 4.0246
2025-07-16 06:00 | 3.8092 | 4.1473 | 6.3943 | 8.5512 | 8.5512 | 8.5512 | 4.0305 | 4.0881 | 4.0881 | 4.412 | 4.8296 | 4.8296
2025-07-16 07:00 | 4.2176 | 4.592 | 7.0799 | 9.468 | 9.468 | 9.468 | 4.5649 | 4.6301 | 4.6301 | 4.997 | 5.4698 | 5.4698
2025-07-16 08:00 | 3.8359 | 4.1764 | 6.4392 | 8.6111 | 8.6111 | 8.6111 | 4.7023 | 4.7695 | 4.7695 | 5.1474 | 5.6345 | 5.6345
2025-07-16 09:00 | 2.3435 | 2.5516 | 3.934 | 5.2609 | 5.2609 | 5.2609 | 4.3206 | 4.3823 | 4.3823 | 4.7296 | 5.1771 | 5.1771
2025-07-16 10:00 | 2.9542 | 3.2165 | 4.9591 | 6.6319 | 6.6319 | 6.6319 | 3.5038 | 3.5539 | 3.5539 | 3.8355 | 4.1984 | 4.1984
2025-07-16 11:00 | 2.5305 | 2.7552 | 4.2479 | 5.6808 | 5.6808 | 5.6808 | 2.9008 | 2.9422 | 2.9422 | 3.1753 | 3.4758 | 3.4758
2025-07-16 12:00 | 2.3855 | 2.5973 | 4.0045 | 5.3552 | 5.3552 | 5.3552 | 2.5802 | 2.617 | 2.617 | 2.8244 | 3.0916 | 3.0916
2025-07-16 13:00 | 1.9847 | 2.1609 | 3.3317 | 4.4555 | 4.4555 | 4.4555 | 2.4046 | 2.4389 | 2.4389 | 2.6322 | 2.8813 | 2.8813
2025-07-16 14:00 | 1.5916 | 1.7329 | 2.6718 | 3.573 | 3.573 | 3.573 | 2.5725 | 2.6093 | 2.6093 | 2.816 | 3.0825 | 3.0825
2025-07-16 15:00 | 2.126 | 2.3147 | 3.5688 | 4.7725 | 4.7725 | 4.7725 | 2.9618 | 3.0041 | 3.0041 | 3.2422 | 3.549 | 3.549
2025-07-16 16:00 | 2.9008 | 3.1583 | 4.8694 | 6.5119 | 6.5119 | 6.5119 | 3.4427 | 3.4919 | 3.4919 | 3.7686 | 4.1252 | 4.1252
2025-07-16 17:00 | 3.8969 | 4.2429 | 6.5417 | 8.7482 | 8.7482 | 8.7482 | 3.7176 | 3.7707 | 3.7707 | 4.0694 | 4.4545 | 4.4545
2025-07-16 18:00 | 4.1718 | 4.5421 | 7.003 | 9.3652 | 9.3652 | 9.3652 | 3.6603 | 3.7126 | 3.7126 | 4.0068 | 4.3859 | 4.3859
2025-07-16 19:00 | 4.2443 | 4.6211 | 7.1248 | 9.5279 | 9.5279 | 9.5279 | 3.5649 | 3.6158 | 3.6158 | 3.9023 | 4.2716 | 4.2716
2025-07-16 20:00 | 3.9237 | 4.272 | 6.5866 | 8.8082 | 8.8082 | 8.8082 | 3.3206 | 3.3681 | 3.3681 | 3.6349 | 3.9789 | 3.9789
2025-07-16 21:00 | 3.7481 | 4.0808 | 6.2918 | 8.4141 | 8.4141 | 8.4141 | 3.1756 | 3.2209 | 3.2209 | 3.4762 | 3.8051 | 3.8051
2025-07-16 22:00 | 3.4504 | 3.7567 | 5.7921 | 7.7457 | 7.7457 | 7.7457 | 2.9885 | 3.0312 | 3.0312 | 3.2714 | 3.581 | 3.581
2025-07-16 23:00 | 2.7405 | 2.9838 | 4.6003 | 6.152 | 6.152 | 6.152 | 2.6412 | 2.679 | 2.679 | 2.8912 | 3.1648 | 3.1648
2025-07-17 | 2.3588 | 2.5682 | 3.9596 | 5.2952 | 5.2952 | 5.2952 | 2.3511 | 2.3847 | 2.3847 | 2.5737 | 2.8172 | 2.8172
2025-07-17 01:00 | 2.0992 | 2.2856 | 3.5239 | 4.7126 | 4.7126 | 4.7126 | 2.3053 | 2.3383 | 2.3383 | 2.5236 | 2.7624 | 2.7624
2025-07-17 02:00 | 2.0725 | 2.2565 | 3.4791 | 4.6526 | 4.6526 | 4.6526 | 2.2786 | 2.3112 | 2.3112 | 2.4943 | 2.7303 | 2.7303
2025-07-17 03:00 | 2.0573 | 2.2399 | 3.4535 | 4.6183 | 4.6183 | 4.6183 | 2.4924 | 2.528 | 2.528 | 2.7283 | 2.9865 | 2.9865
2025-07-17 04:00 | 2.1947 | 2.3895 | 3.6841 | 4.9268 | 4.9268 | 4.9268 | 2.6679 | 2.7061 | 2.7061 | 2.9205 | 3.1968 | 3.1968
2025-07-17 05:00 | 2.8817 | 3.1375 | 4.8374 | 6.4691 | 6.4691 | 6.4691 | 3.3092 | 3.3564 | 3.3564 | 3.6224 | 3.9652 | 3.9652
2025-07-17 06:00 | 3.8168 | 4.1556 | 6.4072 | 8.5683 | 8.5683 | 8.5683 | 3.7099 | 3.7629 | 3.7629 | 4.0611 | 4.4454 | 4.4454
2025-07-17 07:00 | 4.1603 | 4.5297 | 6.9838 | 9.3394 | 9.3394 | 9.3394 | 4.5267 | 4.5914 | 4.5914 | 4.9552 | 5.4241 | 5.4241
2025-07-17 08:00 | 4.0878 | 4.4507 | 6.8621 | 9.1766 | 9.1766 | 9.1766 | 4.8397 | 4.9088 | 4.9088 | 5.2978 | 5.7991 | 5.7991
2025-07-17 09:00 | 3.7557 | 4.0892 | 6.3046 | 8.4312 | 8.4312 | 8.4312 | 4.9084 | 4.9785 | 4.9785 | 5.373 | 5.8814 | 5.8814
2025-07-17 10:00 | 3.3969 | 3.6985 | 5.7024 | 7.6258 | 7.6258 | 7.6258 | 4.7939 | 4.8624 | 4.8624 | 5.2477 | 5.7442 | 5.7442
2025-07-17 11:00 | 2.9122 | 3.1708 | 4.8887 | 6.5376 | 6.5376 | 6.5376 | 3.7328 | 3.7862 | 3.7862 | 4.0862 | 4.4728 | 4.4728
2025-07-17 12:00 | 2.084 | 2.269 | 3.4983 | 4.6783 | 4.6783 | 4.6783 | 3.2595 | 3.3061 | 3.3061 | 3.5681 | 3.9057 | 3.9057
2025-07-17 13:00 | 1.9351 | 2.1069 | 3.2484 | 4.3441 | 4.3441 | 4.3441 | 2.7901 | 2.8299 | 2.8299 | 3.0542 | 3.3432 | 3.3432
2025-07-17 14:00 | 1.9809 | 2.1568 | 3.3253 | 4.4469 | 4.4469 | 4.4469 | 2.8893 | 2.9306 | 2.9306 | 3.1628 | 3.4621 | 3.4621
2025-07-17 15:00 | 2.1679 | 2.3604 | 3.6393 | 4.8668 | 4.8668 | 4.8668 | 3.0649 | 3.1087 | 3.1087 | 3.355 | 3.6725 | 3.6725
2025-07-17 16:00 | 3.0153 | 3.283 | 5.0617 | 6.769 | 6.769 | 6.769 | 3.584 | 3.6352 | 3.6352 | 3.9232 | 4.2945 | 4.2945
2025-07-17 17:00 | 4 | 4.3551 | 6.7147 | 8.9796 | 8.9796 | 8.9796 | 3.8779 | 3.9333 | 3.9333 | 4.2449 | 4.6466 | 4.6466
2025-07-17 18:00 | 4.3931 | 4.7832 | 7.3746 | 9.8621 | 9.8621 | 9.8621 | 3.9237 | 3.9797 | 3.9797 | 4.2951 | 4.7015 | 4.7015
2025-07-17 19:00 | 4.3511 | 4.7374 | 7.3042 | 9.7679 | 9.7679 | 9.7679 | 3.771 | 3.8249 | 3.8249 | 4.1279 | 4.5186 | 4.5186
2025-07-17 20:00 | 4.3664 | 4.7541 | 7.3298 | 9.8021 | 9.8021 | 9.8021 | 3.7023 | 3.7552 | 3.7552 | 4.0527 | 4.4362 | 4.4362
2025-07-17 21:00 | 4.0305 | 4.3884 | 6.766 | 9.0481 | 9.0481 | 9.0481 | 3.4389 | 3.4881 | 3.4881 | 3.7644 | 4.1207 | 4.1207
2025-07-17 22:00 | 3.4466 | 3.7526 | 5.7857 | 7.7372 | 7.7372 | 7.7372 | 3.0076 | 3.0506 | 3.0506 | 3.2923 | 3.6039 | 3.6039
2025-07-17 23:00 | 2.8893 | 3.1458 | 4.8502 | 6.4862 | 6.4862 | 6.4862 | 2.7748 | 2.8145 | 2.8145 | 3.0375 | 3.3249 | 3.3249
2025-07-18 | 2.4427 | 2.6596 | 4.1006 | 5.4837 | 5.4837 | 5.4837 | 2.4504 | 2.4854 | 2.4854 | 2.6823 | 2.9361 | 2.9361
2025-07-18 01:00 | 2.2634 | 2.4643 | 3.7994 | 5.081 | 5.081 | 5.081 | 2.4084 | 2.4428 | 2.4428 | 2.6364 | 2.8858 | 2.8858
2025-07-18 02:00 | 2.1336 | 2.323 | 3.5816 | 4.7897 | 4.7897 | 4.7897 | 2.3702 | 2.4041 | 2.4041 | 2.5946 | 2.8401 | 2.8401
2025-07-18 03:00 | 2.1412 | 2.3313 | 3.5944 | 4.8068 | 4.8068 | 4.8068 | 2.542 | 2.5783 | 2.5783 | 2.7826 | 3.0459 | 3.0459
2025-07-18 04:00 | 2.2977 | 2.5017 | 3.8571 | 5.1581 | 5.1581 | 5.1581 | 2.7443 | 2.7835 | 2.7835 | 3.004 | 3.2883 | 3.2883
2025-07-18 05:00 | 2.855 | 3.1084 | 4.7926 | 6.4091 | 6.4091 | 6.4091 | 3.4771 | 3.5268 | 3.5268 | 3.8062 | 4.1664 | 4.1664
2025-07-18 06:00 | 3.7405 | 4.0725 | 6.279 | 8.3969 | 8.3969 | 8.3969 | 4.1031 | 4.1617 | 4.1617 | 4.4914 | 4.9164 | 4.9164
2025-07-18 07:00 | 3.916 | 4.2637 | 6.5737 | 8.7911 | 8.7911 | 8.7911 | 4.5611 | 4.6262 | 4.6262 | 4.9928 | 5.4653 | 5.4653
2025-07-18 08:00 | 3.8053 | 4.1432 | 6.3879 | 8.5426 | 8.5426 | 8.5426 | 4.6107 | 4.6766 | 4.6766 | 5.0471 | 5.5247 | 5.5247
2025-07-18 09:00 | 3.1298 | 3.4076 | 5.2539 | 7.026 | 7.026 | 7.026 | 4.1794 | 4.2391 | 4.2391 | 4.575 | 5.0079 | 5.0079
2025-07-18 10:00 | 2.2214 | 2.4186 | 3.729 | 4.9868 | 4.9868 | 4.9868 | 3.3931 | 3.4416 | 3.4416 | 3.7143 | 4.0658 | 4.0658
2025-07-18 11:00 | 1.9008 | 2.0695 | 3.1908 | 4.267 | 4.267 | 4.267 | 2.6641 | 2.7022 | 2.7022 | 2.9163 | 3.1923 | 3.1923
2025-07-18 12:00 | 1.5992 | 1.7412 | 2.6846 | 3.5901 | 3.5901 | 3.5901 | 2.4008 | 2.4351 | 2.4351 | 2.628 | 2.8767 | 2.8767
2025-07-18 13:00 | 1.4771 | 1.6082 | 2.4796 | 3.3159 | 3.3159 | 3.3159 | 2.2824 | 2.3151 | 2.3151 | 2.4985 | 2.7349 | 2.7349
2025-07-18 14:00 | 1.7519 | 1.9074 | 2.9409 | 3.9328 | 3.9328 | 3.9328 | 2.355 | 2.3886 | 2.3886 | 2.5779 | 2.8218 | 2.8218
2025-07-18 15:00 | 2.2137 | 2.4103 | 3.7162 | 4.9696 | 4.9696 | 4.9696 | 2.7901 | 2.8299 | 2.8299 | 3.0542 | 3.3432 | 3.3432
2025-07-18 16:00 | 2.9695 | 3.2331 | 4.9848 | 6.6661 | 6.6661 | 6.6661 | 3.3359 | 3.3835 | 3.3835 | 3.6516 | 3.9972 | 3.9972
2025-07-18 17:00 | 3.7863 | 4.1224 | 6.3559 | 8.4998 | 8.4998 | 8.4998 | 3.5725 | 3.6236 | 3.6236 | 3.9107 | 4.2807 | 4.2807
2025-07-18 18:00 | 3.645 | 3.9686 | 6.1188 | 8.1827 | 8.1827 | 8.1827 | 3.6145 | 3.6661 | 3.6661 | 3.9566 | 4.331 | 4.331
2025-07-18 19:00 | 3.626 | 3.9479 | 6.0868 | 8.1399 | 8.1399 | 8.1399 | 3.5038 | 3.5539 | 3.5539 | 3.8355 | 4.1984 | 4.1984
2025-07-18 20:00 | 3.687 | 4.0144 | 6.1893 | 8.277 | 8.277 | 8.277 | 3.3053 | 3.3526 | 3.3526 | 3.6182 | 3.9606 | 3.9606
2025-07-18 21:00 | 3.687 | 4.0144 | 6.1893 | 8.277 | 8.277 | 8.277 | 3.0573 | 3.1009 | 3.1009 | 3.3466 | 3.6633 | 3.6633
2025-07-18 22:00 | 3.374 | 3.6736 | 5.6639 | 7.5744 | 7.5744 | 7.5744 | 2.916 | 2.9577 | 2.9577 | 3.192 | 3.4941 | 3.4941
2025-07-18 23:00 | 2.8359 | 3.0876 | 4.7605 | 6.3662 | 6.3662 | 6.3662 | 2.6527 | 2.6906 | 2.6906 | 2.9038 | 3.1785 | 3.1785
2025-07-19 | 2.3969 | 2.6097 | 4.0237 | 5.3809 | 5.3809 | 5.3809 | 2.3969 | 2.4312 | 2.4312 | 2.6238 | 2.8721 | 2.8721
2025-07-19 01:00 | 2.2901 | 2.4934 | 3.8443 | 5.141 | 5.141 | 5.141 | 2.2634 | 2.2957 | 2.2957 | 2.4776 | 2.712 | 2.712
2025-07-19 02:00 | 2.145 | 2.3355 | 3.6008 | 4.8154 | 4.8154 | 4.8154 | 2.2099 | 2.2415 | 2.2415 | 2.4191 | 2.648 | 2.648
2025-07-19 03:00 | 2.1679 | 2.3604 | 3.6393 | 4.8668 | 4.8668 | 4.8668 | 2.3282 | 2.3615 | 2.3615 | 2.5486 | 2.7898 | 2.7898
2025-07-19 04:00 | 2.1947 | 2.3895 | 3.6841 | 4.9268 | 4.9268 | 4.9268 | 2.4084 | 2.4428 | 2.4428 | 2.6364 | 2.8858 | 2.8858
2025-07-19 05:00 | 2.5802 | 2.8092 | 4.3312 | 5.7922 | 5.7922 | 5.7922 | 2.5992 | 2.6364 | 2.6364 | 2.8453 | 3.1145 | 3.1145
2025-07-19 06:00 | 3.1221 | 3.3993 | 5.2411 | 7.0089 | 7.0089 | 7.0089 | 2.9962 | 3.039 | 3.039 | 3.2798 | 3.5902 | 3.5902
2025-07-19 07:00 | 3.3168 | 3.6113 | 5.5678 | 7.4459 | 7.4459 | 7.4459 | 3.5763 | 3.6274 | 3.6274 | 3.9149 | 4.2853 | 4.2853
2025-07-19 08:00 | 3.3779 | 3.6777 | 5.6703 | 7.5829 | 7.5829 | 7.5829 | 3.5763 | 3.6274 | 3.6274 | 3.9149 | 4.2853 | 4.2853
2025-07-19 09:00 | 3.1183 | 3.3952 | 5.2346 | 7.0003 | 7.0003 | 7.0003 | 3.1336 | 3.1784 | 3.1784 | 3.4302 | 3.7548 | 3.7548
2025-07-19 10:00 | 2.5267 | 2.751 | 4.2415 | 5.6722 | 5.6722 | 5.6722 | 2.8626 | 2.9035 | 2.9035 | 3.1336 | 3.4301 | 3.4301
2025-07-19 11:00 | 2.145 | 2.3355 | 3.6008 | 4.8154 | 4.8154 | 4.8154 | 2.1947 | 2.226 | 2.226 | 2.4024 | 2.6297 | 2.6297
2025-07-19 12:00 | 2.0305 | 2.2108 | 3.4086 | 4.5583 | 4.5583 | 4.5583 | 2.1832 | 2.2144 | 2.2144 | 2.3899 | 2.616 | 2.616
2025-07-19 13:00 | 1.5611 | 1.6997 | 2.6205 | 3.5044 | 3.5044 | 3.5044 | 1.7634 | 1.7886 | 1.7886 | 1.9303 | 2.1129 | 2.1129
2025-07-19 14:00 | 1.687 | 1.8368 | 2.832 | 3.7872 | 3.7872 | 3.7872 | 1.855 | 1.8815 | 1.8815 | 2.0305 | 2.2227 | 2.2227
2025-07-19 15:00 | 2.0687 | 2.2524 | 3.4727 | 4.644 | 4.644 | 4.644 | 2.3473 | 2.3809 | 2.3809 | 2.5695 | 2.8127 | 2.8127
2025-07-19 16:00 | 3.0344 | 3.3037 | 5.0937 | 6.8118 | 6.8118 | 6.8118 | 2.9656 | 3.008 | 3.008 | 3.2464 | 3.5536 | 3.5536
2025-07-19 17:00 | 3.542 | 3.8564 | 5.9458 | 7.9514 | 7.9514 | 7.9514 | 3.3931 | 3.4416 | 3.4416 | 3.7143 | 4.0658 | 4.0658
2025-07-19 18:00 | 3.6985 | 4.0268 | 6.2085 | 8.3027 | 8.3027 | 8.3027 | 3.3359 | 3.3835 | 3.3835 | 3.6516 | 3.9972 | 3.9972
2025-07-19 19:00 | 3.6298 | 3.952 | 6.0932 | 8.1485 | 8.1485 | 8.1485 | 3.1947 | 3.2403 | 3.2403 | 3.497 | 3.828 | 3.828
2025-07-19 20:00 | 3.5076 | 3.819 | 5.8882 | 7.8743 | 7.8743 | 7.8743 | 3.1336 | 3.1784 | 3.1784 | 3.4302 | 3.7548 | 3.7548
2025-07-19 21:00 | 3.4733 | 3.7816 | 5.8305 | 7.7972 | 7.7972 | 7.7972 | 3.0305 | 3.0738 | 3.0738 | 3.3174 | 3.6313 | 3.6313
2025-07-19 22:00 | 3.0992 | 3.3744 | 5.2026 | 6.9575 | 6.9575 | 6.9575 | 2.8359 | 2.8764 | 2.8764 | 3.1043 | 3.3981 | 3.3981
2025-07-19 23:00 | 2.9237 | 3.1832 | 4.9079 | 6.5633 | 6.5633 | 6.5633 | 2.626 | 2.6635 | 2.6635 | 2.8745 | 3.1465 | 3.1465
2025-07-20 | 2.4466 | 2.6638 | 4.107 | 5.4923 | 5.4923 | 5.4923 | 2.4427 | 2.4776 | 2.4776 | 2.674 | 2.927 | 2.927
2025-07-20 01:00 | 2.1221 | 2.3105 | 3.5624 | 4.764 | 4.764 | 4.764 | 2.2672 | 2.2996 | 2.2996 | 2.4818 | 2.7166 | 2.7166
2025-07-20 02:00 | 2.0382 | 2.2191 | 3.4214 | 4.5755 | 4.5755 | 4.5755 | 2.3092 | 2.3422 | 2.3422 | 2.5277 | 2.7669 | 2.7669
2025-07-20 03:00 | 2.0573 | 2.2399 | 3.4535 | 4.6183 | 4.6183 | 4.6183 | 2.416 | 2.4505 | 2.4505 | 2.6447 | 2.895 | 2.895
2025-07-20 04:00 | 2.0687 | 2.2524 | 3.4727 | 4.644 | 4.644 | 4.644 | 2.4809 | 2.5164 | 2.5164 | 2.7157 | 2.9727 | 2.9727
2025-07-20 05:00 | 2.542 | 2.7677 | 4.2672 | 5.7065 | 5.7065 | 5.7065 | 2.5458 | 2.5822 | 2.5822 | 2.7868 | 3.0505 | 3.0505
2025-07-20 06:00 | 2.9351 | 3.1957 | 4.9271 | 6.589 | 6.589 | 6.589 | 2.8779 | 2.919 | 2.919 | 3.1503 | 3.4484 | 3.4484
2025-07-20 07:00 | 3.3702 | 3.6694 | 5.6575 | 7.5658 | 7.5658 | 7.5658 | 3.3282 | 3.3758 | 3.3758 | 3.6433 | 3.988 | 3.988
2025-07-20 08:00 | 3.2137 | 3.4991 | 5.3948 | 7.2145 | 7.2145 | 7.2145 | 3.3855 | 3.4339 | 3.4339 | 3.706 | 4.0566 | 4.0566
2025-07-20 09:00 | 3.2252 | 3.5115 | 5.414 | 7.2402 | 7.2402 | 7.2402 | 3.1145 | 3.159 | 3.159 | 3.4093 | 3.7319 | 3.7319
2025-07-20 10:00 | 2.4733 | 2.6929 | 4.1518 | 5.5523 | 5.5523 | 5.5523 | 2.7252 | 2.7641 | 2.7641 | 2.9831 | 3.2654 | 3.2654
2025-07-20 11:00 | 2.1832 | 2.377 | 3.6649 | 4.9011 | 4.9011 | 4.9011 | 1.9962 | 2.0247 | 2.0247 | 2.1851 | 2.3919 | 2.3919
2025-07-20 12:00 | 1.9275 | 2.0986 | 3.2356 | 4.327 | 4.327 | 4.327 | 1.9237 | 1.9511 | 1.9511 | 2.1058 | 2.305 | 2.305
2025-07-20 13:00 | 1.7443 | 1.8991 | 2.9281 | 3.9157 | 3.9157 | 3.9157 | 1.6985 | 1.7227 | 1.7227 | 1.8592 | 2.0352 | 2.0352
2025-07-20 14:00 | 2.0115 | 2.19 | 3.3766 | 4.5155 | 4.5155 | 4.5155 | 2.0534 | 2.0828 | 2.0828 | 2.2478 | 2.4605 | 2.4605
2025-07-20 15:00 | 2.3664 | 2.5765 | 3.9724 | 5.3123 | 5.3123 | 5.3123 | 2.2824 | 2.3151 | 2.3151 | 2.4985 | 2.7349 | 2.7349
2025-07-20 16:00 | 3.1679 | 3.4492 | 5.3179 | 7.1117 | 7.1117 | 7.1117 | 2.9504 | 2.9925 | 2.9925 | 3.2297 | 3.5353 | 3.5353
2025-07-20 17:00 | 3.8626 | 4.2055 | 6.484 | 8.6711 | 8.6711 | 8.6711 | 3.4084 | 3.4571 | 3.4571 | 3.731 | 4.0841 | 4.0841
2025-07-20 18:00 | 3.9542 | 4.3053 | 6.6378 | 8.8768 | 8.8768 | 8.8768 | 3.4924 | 3.5423 | 3.5423 | 3.8229 | 4.1847 | 4.1847
2025-07-20 19:00 | 3.874 | 4.218 | 6.5033 | 8.6968 | 8.6968 | 8.6968 | 3.3588 | 3.4068 | 3.4068 | 3.6767 | 4.0246 | 4.0246
2025-07-20 20:00 | 3.626 | 3.9479 | 6.0868 | 8.1399 | 8.1399 | 8.1399 | 3.2443 | 3.2906 | 3.2906 | 3.5514 | 3.8874 | 3.8874
2025-07-20 21:00 | 3.5115 | 3.8232 | 5.8946 | 7.8828 | 7.8828 | 7.8828 | 2.9275 | 2.9693 | 2.9693 | 3.2046 | 3.5078 | 3.5078
2025-07-20 22:00 | 3.1565 | 3.4367 | 5.2987 | 7.086 | 7.086 | 7.086 | 2.8092 | 2.8493 | 2.8493 | 3.0751 | 3.3661 | 3.3661
2025-07-20 23:00 | 2.5916 | 2.8217 | 4.3505 | 5.8179 | 5.8179 | 5.8179 | 2.5344 | 2.5706 | 2.5706 | 2.7742 | 3.0368 | 3.0368
2025-07-21 | 2.1298 | 2.3189 | 3.5752 | 4.7811 | 4.7811 | 4.7811 | 2.2824 | 2.3151 | 2.3151 | 2.4985 | 2.7349 | 2.7349
2025-07-21 01:00 | 2.0229 | 2.2025 | 3.3958 | 4.5412 | 4.5412 | 4.5412 | 2.1756 | 2.2067 | 2.2067 | 2.3815 | 2.6069 | 2.6069
2025-07-21 02:00 | 1.8282 | 1.9906 | 3.069 | 4.1042 | 4.1042 | 4.1042 | 2.1031 | 2.1331 | 2.1331 | 2.3021 | 2.52 | 2.52
2025-07-21 03:00 | 1.7863 | 1.9448 | 2.9985 | 4.01 | 4.01 | 4.01 | 2.2672 | 2.2996 | 2.2996 | 2.4818 | 2.7166 | 2.7166
2025-07-21 04:00 | 1.9275 | 2.0986 | 3.2356 | 4.327 | 4.327 | 4.327 | 2.4389 | 2.4738 | 2.4738 | 2.6698 | 2.9224 | 2.9224
2025-07-21 05:00 | 2.6374 | 2.8716 | 4.4273 | 5.9207 | 5.9207 | 5.9207 | 2.9809 | 3.0235 | 3.0235 | 3.2631 | 3.5719 | 3.5719
2025-07-21 06:00 | 3.3779 | 3.6777 | 5.6703 | 7.5829 | 7.5829 | 7.5829 | 3.5611 | 3.6119 | 3.6119 | 3.8981 | 4.267 | 4.267
2025-07-21 07:00 | 3.5305 | 3.844 | 5.9266 | 7.9257 | 7.9257 | 7.9257 | 4.3282 | 4.3901 | 4.3901 | 4.7379 | 5.1863 | 5.1863
2025-07-21 08:00 | 3.3282 | 3.6237 | 5.587 | 7.4716 | 7.4716 | 7.4716 | 4.2939 | 4.3552 | 4.3552 | 4.7003 | 5.1451 | 5.1451
2025-07-21 09:00 | 3.1221 | 3.3993 | 5.2411 | 7.0089 | 7.0089 | 7.0089 | 4.0229 | 4.0804 | 4.0804 | 4.4037 | 4.8204 | 4.8204
2025-07-21 10:00 | 2.0038 | 2.1817 | 3.3638 | 4.4984 | 4.4984 | 4.4984 | 3.1527 | 3.1977 | 3.1977 | 3.4511 | 3.7777 | 3.7777
2025-07-21 11:00 | 1.8321 | 1.9947 | 3.0754 | 4.1128 | 4.1128 | 4.1128 | 2.729 | 2.768 | 2.768 | 2.9873 | 3.27 | 3.27
2025-07-21 12:00 | 1.9466 | 2.1194 | 3.2676 | 4.3698 | 4.3698 | 4.3698 | 2.7634 | 2.8028 | 2.8028 | 3.0249 | 3.3112 | 3.3112
2025-07-21 13:00 | 1.9427 | 2.1152 | 3.2612 | 4.3613 | 4.3613 | 4.3613 | 2.584 | 2.6209 | 2.6209 | 2.8286 | 3.0962 | 3.0962
2025-07-21 14:00 | 1.9313 | 2.1028 | 3.242 | 4.3356 | 4.3356 | 4.3356 | 2.7977 | 2.8377 | 2.8377 | 3.0625 | 3.3523 | 3.3523
2025-07-21 15:00 | 2.2748 | 2.4768 | 3.8187 | 5.1067 | 5.1067 | 5.1067 | 2.9847 | 3.0274 | 3.0274 | 3.2673 | 3.5764 | 3.5764
2025-07-21 16:00 | 2.6298 | 2.8632 | 4.4145 | 5.9036 | 5.9036 | 5.9036 | 3.271 | 3.3177 | 3.3177 | 3.5806 | 3.9194 | 3.9194
2025-07-21 17:00 | 3.8092 | 4.1473 | 6.3943 | 8.5512 | 8.5512 | 8.5512 | 3.4466 | 3.4958 | 3.4958 | 3.7728 | 4.1298 | 4.1298
2025-07-21 18:00 | 3.855 | 4.1972 | 6.4712 | 8.654 | 8.654 | 8.654 | 3.4122 | 3.461 | 3.461 | 3.7352 | 4.0887 | 4.0887
2025-07-21 19:00 | 3.7366 | 4.0684 | 6.2726 | 8.3884 | 8.3884 | 8.3884 | 3.2366 | 3.2829 | 3.2829 | 3.543 | 3.8783 | 3.8783
2025-07-21 20:00 | 3.4618 | 3.7692 | 5.8113 | 7.7714 | 7.7714 | 7.7714 | 3.0344 | 3.0777 | 3.0777 | 3.3216 | 3.6359 | 3.6359
2025-07-21 21:00 | 3.2176 | 3.5032 | 5.4012 | 7.2231 | 7.2231 | 7.2231 | 2.687 | 2.7254 | 2.7254 | 2.9414 | 3.2197 | 3.2197
2025-07-21 22:00 | 2.7595 | 3.0045 | 4.6324 | 6.1949 | 6.1949 | 6.1949 | 2.5763 | 2.6131 | 2.6131 | 2.8202 | 3.0871 | 3.0871
2025-07-21 23:00 | 2.2328 | 2.4311 | 3.7482 | 5.0125 | 5.0125 | 5.0125 | 2.2634 | 2.2957 | 2.2957 | 2.4776 | 2.712 | 2.712
2025-07-22 | 1.9427 | 2.1152 | 3.2612 | 4.3613 | 4.3613 | 4.3613 | 2.0878 | 2.1176 | 2.1176 | 2.2854 | 2.5017 | 2.5017
2025-07-22 01:00 | 1.687 | 1.8368 | 2.832 | 3.7872 | 3.7872 | 3.7872 | 1.9618 | 1.9899 | 1.9899 | 2.1475 | 2.3507 | 2.3507
2025-07-22 02:00 | 1.626 | 1.7703 | 2.7294 | 3.6501 | 3.6501 | 3.6501 | 1.8817 | 1.9086 | 1.9086 | 2.0598 | 2.2547 | 2.2547
2025-07-22 03:00 | 1.6565 | 1.8036 | 2.7807 | 3.7186 | 3.7186 | 3.7186 | 2.0916 | 2.1215 | 2.1215 | 2.2896 | 2.5062 | 2.5062
2025-07-22 04:00 | 1.8015 | 1.9615 | 3.0242 | 4.0442 | 4.0442 | 4.0442 | 2.2519 | 2.2841 | 2.2841 | 2.4651 | 2.6983 | 2.6983
2025-07-22 05:00 | 2.3092 | 2.5142 | 3.8763 | 5.1838 | 5.1838 | 5.1838 | 2.7901 | 2.8299 | 2.8299 | 3.0542 | 3.3432 | 3.3432
2025-07-22 06:00 | 3.3053 | 3.5988 | 5.5486 | 7.4201 | 7.4201 | 7.4201 | 3.229 | 3.2751 | 3.2751 | 3.5347 | 3.8691 | 3.8691
2025-07-22 07:00 | 3.4198 | 3.7235 | 5.7408 | 7.6772 | 7.6772 | 7.6772 | 3.9389 | 3.9952 | 3.9952 | 4.3118 | 4.7198 | 4.7198
2025-07-22 08:00 | 3.2443 | 3.5323 | 5.4461 | 7.2831 | 7.2831 | 7.2831 | 3.9198 | 3.9759 | 3.9759 | 4.2909 | 4.6969 | 4.6969
2025-07-22 09:00 | 2.6527 | 2.8882 | 4.453 | 5.955 | 5.955 | 5.955 | 3.5076 | 3.5577 | 3.5577 | 3.8397 | 4.203 | 4.203
2025-07-22 10:00 | 2.5992 | 2.83 | 4.3633 | 5.835 | 5.835 | 5.835 | 3.5382 | 3.5887 | 3.5887 | 3.8731 | 4.2396 | 4.2396
2025-07-22 11:00 | 2.5611 | 2.7884 | 4.2992 | 5.7493 | 5.7493 | 5.7493 | 3.4237 | 3.4726 | 3.4726 | 3.7477 | 4.1024 | 4.1024
2025-07-22 12:00 | 2.5611 | 2.7884 | 4.2992 | 5.7493 | 5.7493 | 5.7493 | 3.3206 | 3.3681 | 3.3681 | 3.6349 | 3.9789 | 3.9789
2025-07-22 13:00 | 2.1412 | 2.3313 | 3.5944 | 4.8068 | 4.8068 | 4.8068 | 3.0878 | 3.1319 | 3.1319 | 3.3801 | 3.6999 | 3.6999
2025-07-22 14:00 | 2.145 | 2.3355 | 3.6008 | 4.8154 | 4.8154 | 4.8154 | 3.0649 | 3.1087 | 3.1087 | 3.355 | 3.6725 | 3.6725
2025-07-22 15:00 | 2.4504 | 2.6679 | 4.1134 | 5.5008 | 5.5008 | 5.5008 | 2.9771 | 3.0196 | 3.0196 | 3.2589 | 3.5673 | 3.5673
2025-07-22 16:00 | 3.1145 | 3.391 | 5.2282 | 6.9917 | 6.9917 | 6.9917 | 3.4008 | 3.4494 | 3.4494 | 3.7227 | 4.0749 | 4.0749
2025-07-22 17:00 | 3.8397 | 4.1806 | 6.4456 | 8.6197 | 8.6197 | 8.6197 | 3.5954 | 3.6468 | 3.6468 | 3.9357 | 4.3082 | 4.3082
2025-07-22 18:00 | 4.126 | 4.4923 | 6.9261 | 9.2623 | 9.2623 | 9.2623 | 3.5344 | 3.5848 | 3.5848 | 3.8689 | 4.235 | 4.235
2025-07-22 19:00 | 3.6412 | 3.9645 | 6.1124 | 8.1742 | 8.1742 | 8.1742 | 3.3664 | 3.4145 | 3.4145 | 3.6851 | 4.0338 | 4.0338
2025-07-22 20:00 | 3.6031 | 3.9229 | 6.0484 | 8.0885 | 8.0885 | 8.0885 | 3.1603 | 3.2055 | 3.2055 | 3.4594 | 3.7868 | 3.7868
2025-07-22 21:00 | 3.1221 | 3.3993 | 5.2411 | 7.0089 | 7.0089 | 7.0089 | 2.6947 | 2.7332 | 2.7332 | 2.9497 | 3.2288 | 3.2288
2025-07-22 22:00 | 2.7557 | 3.0004 | 4.626 | 6.1863 | 6.1863 | 6.1863 | 2.4389 | 2.4738 | 2.4738 | 2.6698 | 2.9224 | 2.9224
2025-07-22 23:00 | 2.2176 | 2.4144 | 3.7226 | 4.9782 | 4.9782 | 4.9782 | 2.1527 | 2.1834 | 2.1834 | 2.3564 | 2.5794 | 2.5794
2025-07-23 | 1.813 | 1.9739 | 3.0434 | 4.0699 | 4.0699 | 4.0699 | 1.9656 | 1.9937 | 1.9937 | 2.1517 | 2.3553 | 2.3553
2025-07-23 01:00 | 1.6718 | 1.8202 | 2.8063 | 3.7529 | 3.7529 | 3.7529 | 1.8397 | 1.866 | 1.866 | 2.0138 | 2.2044 | 2.2044
2025-07-23 02:00 | 1.6679 | 1.816 | 2.7999 | 3.7443 | 3.7443 | 3.7443 | 1.813 | 1.8389 | 1.8389 | 1.9846 | 2.1724 | 2.1724
2025-07-23 03:00 | 1.6374 | 1.7828 | 2.7487 | 3.6758 | 3.6758 | 3.6758 | 2.0305 | 2.0595 | 2.0595 | 2.2227 | 2.4331 | 2.4331
2025-07-23 04:00 | 1.7824 | 1.9407 | 2.9921 | 4.0014 | 4.0014 | 4.0014 | 2.229 | 2.2609 | 2.2609 | 2.44 | 2.6709 | 2.6709
2025-07-23 05:00 | 2.3397 | 2.5474 | 3.9276 | 5.2524 | 5.2524 | 5.2524 | 2.8817 | 2.9229 | 2.9229 | 3.1544 | 3.4529 | 3.4529
2025-07-23 06:00 | 3.2939 | 3.5863 | 5.5294 | 7.3944 | 7.3944 | 7.3944 | 3.458 | 3.5074 | 3.5074 | 3.7853 | 4.1435 | 4.1435
2025-07-23 07:00 | 3.6412 | 3.9645 | 6.1124 | 8.1742 | 8.1742 | 8.1742 | 4.1107 | 4.1694 | 4.1694 | 4.4998 | 4.9256 | 4.9256
2025-07-23 08:00 | 3.2137 | 3.4991 | 5.3948 | 7.2145 | 7.2145 | 7.2145 | 3.9275 | 3.9836 | 3.9836 | 4.2992 | 4.7061 | 4.7061
2025-07-23 09:00 | 2.5038 | 2.7261 | 4.2031 | 5.6208 | 5.6208 | 5.6208 | 3.3053 | 3.3526 | 3.3526 | 3.6182 | 3.9606 | 3.9606
2025-07-23 10:00 | 2.1221 | 2.3105 | 3.5624 | 4.764 | 4.764 | 4.764 | 3.2672 | 3.3139 | 3.3139 | 3.5764 | 3.9149 | 3.9149
2025-07-23 11:00 | 1.7328 | 1.8867 | 2.9088 | 3.89 | 3.89 | 3.89 | 2.7176 | 2.7564 | 2.7564 | 2.9748 | 3.2563 | 3.2563
2025-07-23 12:00 | 1.9618 | 2.136 | 3.2933 | 4.4041 | 4.4041 | 4.4041 | 2.8015 | 2.8416 | 2.8416 | 3.0667 | 3.3569 | 3.3569
2025-07-23 13:00 | 1.8244 | 1.9864 | 3.0626 | 4.0956 | 4.0956 | 4.0956 | 2.5992 | 2.6364 | 2.6364 | 2.8453 | 3.1145 | 3.1145
2025-07-23 14:00 | 1.9198 | 2.0903 | 3.2228 | 4.3099 | 4.3099 | 4.3099 | 2.7786 | 2.8183 | 2.8183 | 3.0416 | 3.3295 | 3.3295
2025-07-23 15:00 | 2.2176 | 2.4144 | 3.7226 | 4.9782 | 4.9782 | 4.9782 | 3.1336 | 3.1784 | 3.1784 | 3.4302 | 3.7548 | 3.7548
2025-07-23 16:00 | 3.0344 | 3.3037 | 5.0937 | 6.8118 | 6.8118 | 6.8118 | 3.6107 | 3.6623 | 3.6623 | 3.9525 | 4.3265 | 4.3265
2025-07-23 17:00 | 3.9008 | 4.2471 | 6.5481 | 8.7568 | 8.7568 | 8.7568 | 3.813 | 3.8675 | 3.8675 | 4.1739 | 4.5689 | 4.5689
2025-07-23 18:00 | 4.1031 | 4.4673 | 6.8877 | 9.2109 | 9.2109 | 9.2109 | 3.9198 | 3.9759 | 3.9759 | 4.2909 | 4.6969 | 4.6969
2025-07-23 19:00 | 4.2099 | 4.5837 | 7.0671 | 9.4508 | 9.4508 | 9.4508 | 3.8206 | 3.8752 | 3.8752 | 4.1823 | 4.578 | 4.578
2025-07-23 20:00 | 3.7405 | 4.0725 | 6.279 | 8.3969 | 8.3969 | 8.3969 | 3.5687 | 3.6197 | 3.6197 | 3.9065 | 4.2762 | 4.2762
2025-07-23 21:00 | 3.5763 | 3.8938 | 6.0035 | 8.0285 | 8.0285 | 8.0285 | 3.2137 | 3.2597 | 3.2597 | 3.5179 | 3.8508 | 3.8508
2025-07-23 22:00 | 3.1603 | 3.4409 | 5.3051 | 7.0946 | 7.0946 | 7.0946 | 2.9008 | 2.9422 | 2.9422 | 3.1753 | 3.4758 | 3.4758
2025-07-23 23:00 | 2.7061 | 2.9464 | 4.5427 | 6.0749 | 6.0749 | 6.0749 | 2.6908 | 2.7293 | 2.7293 | 2.9455 | 3.2243 | 3.2243
2025-07-24 | 2.1985 | 2.3937 | 3.6905 | 4.9353 | 4.9353 | 4.9353 | 2.355 | 2.3886 | 2.3886 | 2.5779 | 2.8218 | 2.8218
2025-07-24 01:00 | 1.9389 | 2.1111 | 3.2548 | 4.3527 | 4.3527 | 4.3527 | 2.2023 | 2.2338 | 2.2338 | 2.4107 | 2.6389 | 2.6389
2025-07-24 02:00 | 1.9084 | 2.0778 | 3.2036 | 4.2841 | 4.2841 | 4.2841 | 2.1985 | 2.2299 | 2.2299 | 2.4066 | 2.6343 | 2.6343
2025-07-24 03:00 | 1.9198 | 2.0903 | 3.2228 | 4.3099 | 4.3099 | 4.3099 | 2.3321 | 2.3654 | 2.3654 | 2.5528 | 2.7944 | 2.7944
2025-07-24 04:00 | 2.0992 | 2.2856 | 3.5239 | 4.7126 | 4.7126 | 4.7126 | 2.4656 | 2.5009 | 2.5009 | 2.699 | 2.9544 | 2.9544
2025-07-24 05:00 | 2.6756 | 2.9131 | 4.4914 | 6.0064 | 6.0064 | 6.0064 | 3.3244 | 3.3719 | 3.3719 | 3.6391 | 3.9835 | 3.9835
2025-07-24 06:00 | 3.7176 | 4.0476 | 6.2406 | 8.3455 | 8.3455 | 8.3455 | 3.9427 | 3.9991 | 3.9991 | 4.316 | 4.7244 | 4.7244
2025-07-24 07:00 | 4.0573 | 4.4175 | 6.8108 | 9.1081 | 9.1081 | 9.1081 | 4.645 | 4.7114 | 4.7114 | 5.0847 | 5.5659 | 5.5659
2025-07-24 08:00 | 4.5191 | 4.9203 | 7.5861 | 10.1449 | 10.1449 | 10.1449 | 4.5763 | 4.6417 | 4.6417 | 5.0095 | 5.4836 | 5.4836
2025-07-24 09:00 | 4.084 | 4.4465 | 6.8557 | 9.1681 | 9.1681 | 9.1681 | 3.8626 | 3.9178 | 3.9178 | 4.2282 | 4.6283 | 4.6283
2025-07-24 10:00 | 2.6527 | 2.8882 | 4.453 | 5.955 | 5.955 | 5.955 | 3.2634 | 3.31 | 3.31 | 3.5723 | 3.9103 | 3.9103
2025-07-24 11:00 | 1.7786 | 1.9365 | 2.9857 | 3.9928 | 3.9928 | 3.9928 | 2.5534 | 2.5899 | 2.5899 | 2.7951 | 3.0596 | 3.0596
2025-07-24 12:00 | 1.1527 | 1.255 | 1.935 | 2.5876 | 2.5876 | 2.5876 | 2.2595 | 2.2918 | 2.2918 | 2.4734 | 2.7075 | 2.7075
2025-07-24 13:00 | 1.2634 | 1.3755 | 2.1208 | 2.8361 | 2.8361 | 2.8361 | 2.0992 | 2.1292 | 2.1292 | 2.2979 | 2.5154 | 2.5154
2025-07-24 14:00 | 1.542 | 1.6789 | 2.5885 | 3.4616 | 3.4616 | 3.4616 | 2.1679 | 2.1989 | 2.1989 | 2.3731 | 2.5977 | 2.5977
2025-07-24 15:00 | 2.0573 | 2.2399 | 3.4535 | 4.6183 | 4.6183 | 4.6183 | 2.7863 | 2.8261 | 2.8261 | 3.05 | 3.3386 | 3.3386
2025-07-24 16:00 | 2.8817 | 3.1375 | 4.8374 | 6.4691 | 6.4691 | 6.4691 | 3.5916 | 3.6429 | 3.6429 | 3.9316 | 4.3036 | 4.3036
2025-07-24 17:00 | 4.0496 | 4.4091 | 6.798 | 9.091 | 9.091 | 9.091 | 3.9084 | 3.9642 | 3.9642 | 4.2783 | 4.6832 | 4.6832
2025-07-24 18:00 | 4.2023 | 4.5754 | 7.0543 | 9.4337 | 9.4337 | 9.4337 | 3.9466 | 4.003 | 4.003 | 4.3201 | 4.7289 | 4.7289
2025-07-24 19:00 | 4.1221 | 4.4881 | 6.9197 | 9.2538 | 9.2538 | 9.2538 | 3.8397 | 3.8946 | 3.8946 | 4.2031 | 4.6009 | 4.6009
2025-07-24 20:00 | 4.2939 | 4.6751 | 7.208 | 9.6393 | 9.6393 | 9.6393 | 3.6908 | 3.7436 | 3.7436 | 4.0402 | 4.4225 | 4.4225
2025-07-24 21:00 | 3.8015 | 4.139 | 6.3815 | 8.534 | 8.534 | 8.534 | 3.3473 | 3.3952 | 3.3952 | 3.6642 | 4.0109 | 4.0109
2025-07-24 22:00 | 3.5115 | 3.8232 | 5.8946 | 7.8828 | 7.8828 | 7.8828 | 3.1031 | 3.1474 | 3.1474 | 3.3968 | 3.7182 | 3.7182
2025-07-24 23:00 | 2.9847 | 3.2497 | 5.0104 | 6.7004 | 6.7004 | 6.7004 | 2.7901 | 2.8299 | 2.8299 | 3.0542 | 3.3432 | 3.3432
2025-07-25 | 2.4466 | 2.6638 | 4.107 | 5.4923 | 5.4923 | 5.4923 | 2.4275 | 2.4622 | 2.4622 | 2.6573 | 2.9087 | 2.9087
2025-07-25 01:00 | 2.2328 | 2.4311 | 3.7482 | 5.0125 | 5.0125 | 5.0125 | 2.4008 | 2.4351 | 2.4351 | 2.628 | 2.8767 | 2.8767
2025-07-25 02:00 | 2.1336 | 2.323 | 3.5816 | 4.7897 | 4.7897 | 4.7897 | 2.3435 | 2.377 | 2.377 | 2.5653 | 2.8081 | 2.8081
2025-07-25 03:00 | 2.1412 | 2.3313 | 3.5944 | 4.8068 | 4.8068 | 4.8068 | 2.5611 | 2.5977 | 2.5977 | 2.8035 | 3.0688 | 3.0688
2025-07-25 04:00 | 2.313 | 2.5183 | 3.8827 | 5.1924 | 5.1924 | 5.1924 | 2.8244 | 2.8648 | 2.8648 | 3.0918 | 3.3843 | 3.3843
2025-07-25 05:00 | 2.9313 | 3.1915 | 4.9207 | 6.5805 | 6.5805 | 6.5805 | 3.4618 | 3.5113 | 3.5113 | 3.7895 | 4.1481 | 4.1481
2025-07-25 06:00 | 4.0649 | 4.4258 | 6.8236 | 9.1252 | 9.1252 | 9.1252 | 3.9695 | 4.0262 | 4.0262 | 4.3452 | 4.7564 | 4.7564
2025-07-25 07:00 | 4.3931 | 4.7832 | 7.3746 | 9.8621 | 9.8621 | 9.8621 | 4.771 | 4.8392 | 4.8392 | 5.2226 | 5.7168 | 5.7168
2025-07-25 08:00 | 4.3397 | 4.725 | 7.2849 | 9.7422 | 9.7422 | 9.7422 | 4.8473 | 4.9166 | 4.9166 | 5.3062 | 5.8083 | 5.8083
2025-07-25 09:00 | 3.7977 | 4.1349 | 6.3751 | 8.5255 | 8.5255 | 8.5255 | 4.8321 | 4.9011 | 4.9011 | 5.2894 | 5.79 | 5.79
2025-07-25 10:00 | 3.1565 | 3.4367 | 5.2987 | 7.086 | 7.086 | 7.086 | 4.1183 | 4.1772 | 4.1772 | 4.5081 | 4.9347 | 4.9347
2025-07-25 11:00 | 2.8473 | 3.1001 | 4.7797 | 6.392 | 6.392 | 6.392 | 3.8397 | 3.8946 | 3.8946 | 4.2031 | 4.6009 | 4.6009
2025-07-25 12:00 | 2.7328 | 2.9754 | 4.5875 | 6.1349 | 6.1349 | 6.1349 | 3.6908 | 3.7436 | 3.7436 | 4.0402 | 4.4225 | 4.4225
2025-07-25 13:00 | 2.6336 | 2.8674 | 4.4209 | 5.9121 | 5.9121 | 5.9121 | 3.4618 | 3.5113 | 3.5113 | 3.7895 | 4.1481 | 4.1481
2025-07-25 14:00 | 2.4427 | 2.6596 | 4.1006 | 5.4837 | 5.4837 | 5.4837 | 3.4427 | 3.4919 | 3.4919 | 3.7686 | 4.1252 | 4.1252
2025-07-25 15:00 | 2.7748 | 3.0212 | 4.658 | 6.2292 | 6.2292 | 6.2292 | 3.4771 | 3.5268 | 3.5268 | 3.8062 | 4.1664 | 4.1664
2025-07-25 16:00 | 3.3931 | 3.6944 | 5.696 | 7.6172 | 7.6172 | 7.6172 | 3.9504 | 4.0068 | 4.0068 | 4.3243 | 4.7335 | 4.7335
2025-07-25 17:00 | 3.9466 | 4.2969 | 6.625 | 8.8596 | 8.8596 | 8.8596 | 3.9885 | 4.0455 | 4.0455 | 4.3661 | 4.7792 | 4.7792
2025-07-25 18:00 | 3.9046 | 4.2512 | 6.5545 | 8.7654 | 8.7654 | 8.7654 | 3.7176 | 3.7707 | 3.7707 | 4.0694 | 4.4545 | 4.4545
2025-07-25 19:00 | 3.7634 | 4.0975 | 6.3175 | 8.4483 | 8.4483 | 8.4483 | 3.4542 | 3.5036 | 3.5036 | 3.7812 | 4.139 | 4.139
2025-07-25 20:00 | 3.5382 | 3.8523 | 5.9394 | 7.9428 | 7.9428 | 7.9428 | 3.2672 | 3.3139 | 3.3139 | 3.5764 | 3.9149 | 3.9149
2025-07-25 21:00 | 3.3282 | 3.6237 | 5.587 | 7.4716 | 7.4716 | 7.4716 | 3.1336 | 3.1784 | 3.1784 | 3.4302 | 3.7548 | 3.7548
2025-07-25 22:00 | 3.1489 | 3.4284 | 5.2859 | 7.0688 | 7.0688 | 7.0688 | 2.7863 | 2.8261 | 2.8261 | 3.05 | 3.3386 | 3.3386
2025-07-25 23:00 | 2.5687 | 2.7968 | 4.312 | 5.7665 | 5.7665 | 5.7665 | 2.4275 | 2.4622 | 2.4622 | 2.6573 | 2.9087 | 2.9087
2025-07-26 | 2.1603 | 2.3521 | 3.6265 | 4.8497 | 4.8497 | 4.8497 | 2.0725 | 2.1021 | 2.1021 | 2.2687 | 2.4834 | 2.4834
2025-07-26 01:00 | 2.0153 | 2.1942 | 3.383 | 4.5241 | 4.5241 | 4.5241 | 2.0458 | 2.075 | 2.075 | 2.2394 | 2.4514 | 2.4514
2025-07-26 02:00 | 1.8092 | 1.9698 | 3.037 | 4.0614 | 4.0614 | 4.0614 | 1.9656 | 1.9937 | 1.9937 | 2.1517 | 2.3553 | 2.3553
2025-07-26 03:00 | 1.8244 | 1.9864 | 3.0626 | 4.0956 | 4.0956 | 4.0956 | 1.9237 | 1.9511 | 1.9511 | 2.1058 | 2.305 | 2.305
2025-07-26 04:00 | 1.8511 | 2.0155 | 3.1075 | 4.1556 | 4.1556 | 4.1556 | 1.9809 | 2.0092 | 2.0092 | 2.1684 | 2.3736 | 2.3736
2025-07-26 05:00 | 2.0954 | 2.2815 | 3.5175 | 4.704 | 4.704 | 4.704 | 2.0344 | 2.0634 | 2.0634 | 2.2269 | 2.4376 | 2.4376
2025-07-26 06:00 | 2.4962 | 2.7178 | 4.1903 | 5.6037 | 5.6037 | 5.6037 | 2.5725 | 2.6093 | 2.6093 | 2.816 | 3.0825 | 3.0825
2025-07-26 07:00 | 2.8779 | 3.1334 | 4.831 | 6.4605 | 6.4605 | 6.4605 | 3.0573 | 3.1009 | 3.1009 | 3.3466 | 3.6633 | 3.6633
2025-07-26 08:00 | 3.2252 | 3.5115 | 5.414 | 7.2402 | 7.2402 | 7.2402 | 3.1145 | 3.159 | 3.159 | 3.4093 | 3.7319 | 3.7319
2025-07-26 09:00 | 3.126 | 3.4035 | 5.2475 | 7.0174 | 7.0174 | 7.0174 | 3.0344 | 3.0777 | 3.0777 | 3.3216 | 3.6359 | 3.6359
2025-07-26 10:00 | 2.9618 | 3.2248 | 4.972 | 6.649 | 6.649 | 6.649 | 2.8626 | 2.9035 | 2.9035 | 3.1336 | 3.4301 | 3.4301
2025-07-26 11:00 | 2.5229 | 2.7469 | 4.2351 | 5.6636 | 5.6636 | 5.6636 | 2.4885 | 2.5241 | 2.5241 | 2.7241 | 2.9819 | 2.9819
2025-07-26 12:00 | 2.8015 | 3.0502 | 4.7029 | 6.2891 | 6.2891 | 6.2891 | 2.687 | 2.7254 | 2.7254 | 2.9414 | 3.2197 | 3.2197
2025-07-26 13:00 | 2.8702 | 3.125 | 4.8182 | 6.4434 | 6.4434 | 6.4434 | 2.6718 | 2.7099 | 2.7099 | 2.9247 | 3.2014 | 3.2014
2025-07-26 14:00 | 2.8511 | 3.1043 | 4.7861 | 6.4005 | 6.4005 | 6.4005 | 2.7366 | 2.7757 | 2.7757 | 2.9957 | 3.2792 | 3.2792
2025-07-26 15:00 | 3.1641 | 3.445 | 5.3115 | 7.1031 | 7.1031 | 7.1031 | 2.9389 | 2.9809 | 2.9809 | 3.2171 | 3.5215 | 3.5215
2025-07-26 16:00 | 3.4733 | 3.7816 | 5.8305 | 7.7972 | 7.7972 | 7.7972 | 3.1756 | 3.2209 | 3.2209 | 3.4762 | 3.8051 | 3.8051
2025-07-26 17:00 | 3.6031 | 3.9229 | 6.0484 | 8.0885 | 8.0885 | 8.0885 | 3.3244 | 3.3719 | 3.3719 | 3.6391 | 3.9835 | 3.9835
2025-07-26 18:00 | 3.6947 | 4.0227 | 6.2021 | 8.2941 | 8.2941 | 8.2941 | 3.1947 | 3.2403 | 3.2403 | 3.497 | 3.828 | 3.828
2025-07-26 19:00 | 3.4962 | 3.8066 | 5.869 | 7.8486 | 7.8486 | 7.8486 | 2.9237 | 2.9654 | 2.9654 | 3.2004 | 3.5033 | 3.5033
2025-07-26 20:00 | 3.3626 | 3.6611 | 5.6447 | 7.5487 | 7.5487 | 7.5487 | 2.7405 | 2.7796 | 2.7796 | 2.9999 | 3.2837 | 3.2837
2025-07-26 21:00 | 3.1756 | 3.4575 | 5.3308 | 7.1288 | 7.1288 | 7.1288 | 2.4962 | 2.5318 | 2.5318 | 2.7325 | 2.991 | 2.991
2025-07-26 22:00 | 2.8588 | 3.1126 | 4.799 | 6.4177 | 6.4177 | 6.4177 | 2.4351 | 2.4699 | 2.4699 | 2.6656 | 2.9179 | 2.9179
2025-07-26 23:00 | 2.6145 | 2.8466 | 4.3889 | 5.8693 | 5.8693 | 5.8693 | 2.1947 | 2.226 | 2.226 | 2.4024 | 2.6297 | 2.6297
2025-07-27 | 2.1336 | 2.323 | 3.5816 | 4.7897 | 4.7897 | 4.7897 | 1.9809 | 2.0092 | 2.0092 | 2.1684 | 2.3736 | 2.3736
2025-07-27 01:00 | 1.8435 | 2.0072 | 3.0947 | 4.1385 | 4.1385 | 4.1385 | 1.874 | 1.9008 | 1.9008 | 2.0514 | 2.2456 | 2.2456
2025-07-27 02:00 | 1.6641 | 1.8119 | 2.7935 | 3.7358 | 3.7358 | 3.7358 | 1.771 | 1.7963 | 1.7963 | 1.9386 | 2.1221 | 2.1221
2025-07-27 03:00 | 1.6565 | 1.8036 | 2.7807 | 3.7186 | 3.7186 | 3.7186 | 1.7977 | 1.8234 | 1.8234 | 1.9679 | 2.1541 | 2.1541
2025-07-27 04:00 | 1.7061 | 1.8576 | 2.864 | 3.83 | 3.83 | 3.83 | 1.813 | 1.8389 | 1.8389 | 1.9846 | 2.1724 | 2.1724
2025-07-27 05:00 | 1.8473 | 2.0113 | 3.1011 | 4.1471 | 4.1471 | 4.1471 | 2.0076 | 2.0363 | 2.0363 | 2.1977 | 2.4056 | 2.4056
2025-07-27 06:00 | 2.2061 | 2.402 | 3.7033 | 4.9525 | 4.9525 | 4.9525 | 2.1679 | 2.1989 | 2.1989 | 2.3731 | 2.5977 | 2.5977
2025-07-27 07:00 | 2.3053 | 2.51 | 3.8699 | 5.1753 | 5.1753 | 5.1753 | 2.4885 | 2.5241 | 2.5241 | 2.7241 | 2.9819 | 2.9819
2025-07-27 08:00 | 2.5611 | 2.7884 | 4.2992 | 5.7493 | 5.7493 | 5.7493 | 2.6985 | 2.737 | 2.737 | 2.9539 | 3.2334 | 3.2334
2025-07-27 09:00 | 2.5115 | 2.7344 | 4.2159 | 5.6379 | 5.6379 | 5.6379 | 2.6679 | 2.7061 | 2.7061 | 2.9205 | 3.1968 | 3.1968
2025-07-27 10:00 | 2.6069 | 2.8383 | 4.3761 | 5.8521 | 5.8521 | 5.8521 | 2.4313 | 2.466 | 2.466 | 2.6614 | 2.9133 | 2.9133
2025-07-27 11:00 | 2.6794 | 2.9173 | 4.4978 | 6.0149 | 6.0149 | 6.0149 | 2.4313 | 2.466 | 2.466 | 2.6614 | 2.9133 | 2.9133
2025-07-27 12:00 | 2.542 | 2.7677 | 4.2672 | 5.7065 | 5.7065 | 5.7065 | 2.5458 | 2.5822 | 2.5822 | 2.7868 | 3.0505 | 3.0505
2025-07-27 13:00 | 2.6374 | 2.8716 | 4.4273 | 5.9207 | 5.9207 | 5.9207 | 2.374 | 2.408 | 2.408 | 2.5988 | 2.8447 | 2.8447
2025-07-27 14:00 | 2.9542 | 3.2165 | 4.9591 | 6.6319 | 6.6319 | 6.6319 | 2.4885 | 2.5241 | 2.5241 | 2.7241 | 2.9819 | 2.9819
2025-07-27 15:00 | 3.1908 | 3.4741 | 5.3564 | 7.1631 | 7.1631 | 7.1631 | 2.5954 | 2.6325 | 2.6325 | 2.8411 | 3.1099 | 3.1099
2025-07-27 16:00 | 3.5763 | 3.8938 | 6.0035 | 8.0285 | 8.0285 | 8.0285 | 2.9313 | 2.9732 | 2.9732 | 3.2088 | 3.5124 | 3.5124
2025-07-27 17:00 | 3.9008 | 4.2471 | 6.5481 | 8.7568 | 8.7568 | 8.7568 | 3.3359 | 3.3835 | 3.3835 | 3.6516 | 3.9972 | 3.9972
2025-07-27 18:00 | 4.0992 | 4.4632 | 6.8813 | 9.2024 | 9.2024 | 9.2024 | 3.3359 | 3.3835 | 3.3835 | 3.6516 | 3.9972 | 3.9972
2025-07-27 19:00 | 3.8397 | 4.1806 | 6.4456 | 8.6197 | 8.6197 | 8.6197 | 3.1679 | 3.2132 | 3.2132 | 3.4678 | 3.796 | 3.796
2025-07-27 20:00 | 3.7481 | 4.0808 | 6.2918 | 8.4141 | 8.4141 | 8.4141 | 2.9809 | 3.0235 | 3.0235 | 3.2631 | 3.5719 | 3.5719
2025-07-27 21:00 | 3.5115 | 3.8232 | 5.8946 | 7.8828 | 7.8828 | 7.8828 | 2.771 | 2.8106 | 2.8106 | 3.0333 | 3.3203 | 3.3203
2025-07-27 22:00 | 2.9008 | 3.1583 | 4.8694 | 6.5119 | 6.5119 | 6.5119 | 2.5191 | 2.5551 | 2.5551 | 2.7575 | 3.0185 | 3.0185
2025-07-27 23:00 | 2.3969 | 2.6097 | 4.0237 | 5.3809 | 5.3809 | 5.3809 | 2.2481 | 2.2802 | 2.2802 | 2.4609 | 2.6938 | 2.6938
2025-07-28 | 1.9198 | 2.0903 | 3.2228 | 4.3099 | 4.3099 | 4.3099 | 2.0611 | 2.0905 | 2.0905 | 2.2562 | 2.4697 | 2.4697
2025-07-28 01:00 | 1.729 | 1.8825 | 2.9024 | 3.8814 | 3.8814 | 3.8814 | 1.9198 | 1.9473 | 1.9473 | 2.1016 | 2.3004 | 2.3004
2025-07-28 02:00 | 1.645 | 1.7911 | 2.7615 | 3.6929 | 3.6929 | 3.6929 | 1.9198 | 1.9473 | 1.9473 | 2.1016 | 2.3004 | 2.3004
2025-07-28 03:00 | 1.6336 | 1.7786 | 2.7423 | 3.6672 | 3.6672 | 3.6672 | 2.0038 | 2.0324 | 2.0324 | 2.1935 | 2.4011 | 2.4011
2025-07-28 04:00 | 1.8282 | 1.9906 | 3.069 | 4.1042 | 4.1042 | 4.1042 | 2.2366 | 2.2686 | 2.2686 | 2.4484 | 2.68 | 2.68
2025-07-28 05:00 | 2.3702 | 2.5807 | 3.9788 | 5.3209 | 5.3209 | 5.3209 | 2.6947 | 2.7332 | 2.7332 | 2.9497 | 3.2288 | 3.2288
2025-07-28 06:00 | 3.3359 | 3.632 | 5.5999 | 7.4887 | 7.4887 | 7.4887 | 3.1336 | 3.1784 | 3.1784 | 3.4302 | 3.7548 | 3.7548
2025-07-28 07:00 | 3.7023 | 4.031 | 6.2149 | 8.3113 | 8.3113 | 8.3113 | 3.7901 | 3.8442 | 3.8442 | 4.1488 | 4.5414 | 4.5414
2025-07-28 08:00 | 3.3969 | 3.6985 | 5.7024 | 7.6258 | 7.6258 | 7.6258 | 3.7748 | 3.8287 | 3.8287 | 4.1321 | 4.5231 | 4.5231
2025-07-28 09:00 | 2.7061 | 2.9464 | 4.5427 | 6.0749 | 6.0749 | 6.0749 | 3.458 | 3.5074 | 3.5074 | 3.7853 | 4.1435 | 4.1435
2025-07-28 10:00 | 2.5344 | 2.7594 | 4.2544 | 5.6894 | 5.6894 | 5.6894 | 3.2405 | 3.2868 | 3.2868 | 3.5472 | 3.8829 | 3.8829
2025-07-28 11:00 | 2.4618 | 2.6804 | 4.1326 | 5.5266 | 5.5266 | 5.5266 | 2.8626 | 2.9035 | 2.9035 | 3.1336 | 3.4301 | 3.4301
2025-07-28 12:00 | 2.5305 | 2.7552 | 4.2479 | 5.6808 | 5.6808 | 5.6808 | 2.6336 | 2.6712 | 2.6712 | 2.8829 | 3.1557 | 3.1557
2025-07-28 13:00 | 2.6794 | 2.9173 | 4.4978 | 6.0149 | 6.0149 | 6.0149 | 3.1756 | 3.2209 | 3.2209 | 3.4762 | 3.8051 | 3.8051
2025-07-28 14:00 | 2.7481 | 2.9921 | 4.6132 | 6.1692 | 6.1692 | 6.1692 | 3.416 | 3.4648 | 3.4648 | 3.7394 | 4.0932 | 4.0932
2025-07-28 15:00 | 3.0191 | 3.2871 | 5.0681 | 6.7775 | 6.7775 | 6.7775 | 3.4198 | 3.4687 | 3.4687 | 3.7436 | 4.0978 | 4.0978
2025-07-28 16:00 | 3.5534 | 3.8689 | 5.9651 | 7.9771 | 7.9771 | 7.9771 | 3.7443 | 3.7978 | 3.7978 | 4.0987 | 4.4865 | 4.4865
2025-07-28 17:00 | 4.1221 | 4.4881 | 6.9197 | 9.2538 | 9.2538 | 9.2538 | 3.8435 | 3.8984 | 3.8984 | 4.2073 | 4.6055 | 4.6055
2025-07-28 18:00 | 4.4504 | 4.8455 | 7.4707 | 9.9906 | 9.9906 | 9.9906 | 3.8435 | 3.8984 | 3.8984 | 4.2073 | 4.6055 | 4.6055
2025-07-28 19:00 | 4.4046 | 4.7956 | 7.3939 | 9.8878 | 9.8878 | 9.8878 | 3.5573 | 3.6081 | 3.6081 | 3.894 | 4.2624 | 4.2624
2025-07-28 20:00 | 4.1641 | 4.5338 | 6.9902 | 9.348 | 9.348 | 9.348 | 3.2977 | 3.3448 | 3.3448 | 3.6099 | 3.9515 | 3.9515
2025-07-28 21:00 | 3.7023 | 4.031 | 6.2149 | 8.3113 | 8.3113 | 8.3113 | 2.916 | 2.9577 | 2.9577 | 3.192 | 3.4941 | 3.4941
2025-07-28 22:00 | 3.0916 | 3.3661 | 5.1898 | 6.9403 | 6.9403 | 6.9403 | 2.6527 | 2.6906 | 2.6906 | 2.9038 | 3.1785 | 3.1785
2025-07-28 23:00 | 2.5534 | 2.7801 | 4.2864 | 5.7322 | 5.7322 | 5.7322 | 2.3359 | 2.3693 | 2.3693 | 2.557 | 2.7989 | 2.7989
2025-07-29 | 1.9809 | 2.1568 | 3.3253 | 4.4469 | 4.4469 | 4.4469 | 2.1145 | 2.1447 | 2.1447 | 2.3147 | 2.5337 | 2.5337
2025-07-29 01:00 | 1.8664 | 2.0321 | 3.1331 | 4.1899 | 4.1899 | 4.1899 | 2.0191 | 2.0479 | 2.0479 | 2.2102 | 2.4193 | 2.4193
2025-07-29 02:00 | 1.7481 | 1.9033 | 2.9345 | 3.9243 | 3.9243 | 3.9243 | 1.9275 | 1.955 | 1.955 | 2.1099 | 2.3096 | 2.3096
2025-07-29 03:00 | 1.7824 | 1.9407 | 2.9921 | 4.0014 | 4.0014 | 4.0014 | 2.126 | 2.1563 | 2.1563 | 2.3272 | 2.5474 | 2.5474
2025-07-29 04:00 | 1.813 | 1.9739 | 3.0434 | 4.0699 | 4.0699 | 4.0699 | 2.1985 | 2.2299 | 2.2299 | 2.4066 | 2.6343 | 2.6343
2025-07-29 05:00 | 2.4275 | 2.643 | 4.075 | 5.4494 | 5.4494 | 5.4494 | 2.7824 | 2.8222 | 2.8222 | 3.0458 | 3.334 | 3.334
2025-07-29 06:00 | 3.4198 | 3.7235 | 5.7408 | 7.6772 | 7.6772 | 7.6772 | 3.2672 | 3.3139 | 3.3139 | 3.5764 | 3.9149 | 3.9149
2025-07-29 07:00 | 3.6298 | 3.952 | 6.0932 | 8.1485 | 8.1485 | 8.1485 | 3.8779 | 3.9333 | 3.9333 | 4.2449 | 4.6466 | 4.6466
2025-07-29 08:00 | 3.416 | 3.7193 | 5.7344 | 7.6686 | 7.6686 | 7.6686 | 3.8359 | 3.8907 | 3.8907 | 4.199 | 4.5963 | 4.5963
2025-07-29 09:00 | 2.4237 | 2.6388 | 4.0685 | 5.4409 | 5.4409 | 5.4409 | 3.4771 | 3.5268 | 3.5268 | 3.8062 | 4.1664 | 4.1664
2025-07-29 10:00 | 2.0076 | 2.1859 | 3.3702 | 4.5069 | 4.5069 | 4.5069 | 2.729 | 2.768 | 2.768 | 2.9873 | 3.27 | 3.27
2025-07-29 11:00 | 1.8053 | 1.9656 | 3.0306 | 4.0528 | 4.0528 | 4.0528 | 2.6794 | 2.7177 | 2.7177 | 2.933 | 3.2106 | 3.2106
2025-07-29 12:00 | 1.8321 | 1.9947 | 3.0754 | 4.1128 | 4.1128 | 4.1128 | 2.6183 | 2.6557 | 2.6557 | 2.8662 | 3.1374 | 3.1374
2025-07-29 13:00 | 2.1069 | 2.2939 | 3.5367 | 4.7297 | 4.7297 | 4.7297 | 3.0687 | 3.1125 | 3.1125 | 3.3592 | 3.677 | 3.677
2025-07-29 14:00 | 2.2405 | 2.4394 | 3.761 | 5.0296 | 5.0296 | 5.0296 | 2.9046 | 2.9461 | 2.9461 | 3.1795 | 3.4804 | 3.4804
2025-07-29 15:00 | 2.4809 | 2.7012 | 4.1647 | 5.5694 | 5.5694 | 5.5694 | 3.0076 | 3.0506 | 3.0506 | 3.2923 | 3.6039 | 3.6039
2025-07-29 16:00 | 3.0649 | 3.337 | 5.1449 | 6.8803 | 6.8803 | 6.8803 | 3.4351 | 3.4842 | 3.4842 | 3.7603 | 4.1161 | 4.1161
2025-07-29 17:00 | 3.958 | 4.3094 | 6.6442 | 8.8853 | 8.8853 | 8.8853 | 3.5458 | 3.5965 | 3.5965 | 3.8814 | 4.2487 | 4.2487
2025-07-29 18:00 | 4.2023 | 4.5754 | 7.0543 | 9.4337 | 9.4337 | 9.4337 | 3.5649 | 3.6158 | 3.6158 | 3.9023 | 4.2716 | 4.2716
2025-07-29 19:00 | 4.1679 | 4.538 | 6.9966 | 9.3566 | 9.3566 | 9.3566 | 3.4885 | 3.5384 | 3.5384 | 3.8188 | 4.1801 | 4.1801
2025-07-29 20:00 | 3.7023 | 4.031 | 6.2149 | 8.3113 | 8.3113 | 8.3113 | 3.2481 | 3.2945 | 3.2945 | 3.5555 | 3.892 | 3.892
2025-07-29 21:00 | 3.4733 | 3.7816 | 5.8305 | 7.7972 | 7.7972 | 7.7972 | 3.0725 | 3.1164 | 3.1164 | 3.3634 | 3.6816 | 3.6816
2025-07-29 22:00 | 3.1756 | 3.4575 | 5.3308 | 7.1288 | 7.1288 | 7.1288 | 2.7328 | 2.7719 | 2.7719 | 2.9915 | 3.2746 | 3.2746
2025-07-29 23:00 | 2.5115 | 2.7344 | 4.2159 | 5.6379 | 5.6379 | 5.6379 | 2.4275 | 2.4622 | 2.4622 | 2.6573 | 2.9087 | 2.9087
2025-07-30 | 2.0038 | 2.1817 | 3.3638 | 4.4984 | 4.4984 | 4.4984 | 2.2023 | 2.2338 | 2.2338 | 2.4107 | 2.6389 | 2.6389
2025-07-30 01:00 | 1.7901 | 1.949 | 3.005 | 4.0185 | 4.0185 | 4.0185 | 2.0305 | 2.0595 | 2.0595 | 2.2227 | 2.4331 | 2.4331
2025-07-30 02:00 | 1.7786 | 1.9365 | 2.9857 | 3.9928 | 3.9928 | 3.9928 | 1.9427 | 1.9705 | 1.9705 | 2.1266 | 2.3279 | 2.3279
2025-07-30 03:00 | 1.7023 | 1.8534 | 2.8576 | 3.8215 | 3.8215 | 3.8215 | 2.084 | 2.1137 | 2.1137 | 2.2812 | 2.4971 | 2.4971
2025-07-30 04:00 | 1.8092 | 1.9698 | 3.037 | 4.0614 | 4.0614 | 4.0614 | 2.2443 | 2.2763 | 2.2763 | 2.4567 | 2.6892 | 2.6892
2025-07-30 05:00 | 2.4466 | 2.6638 | 4.107 | 5.4923 | 5.4923 | 5.4923 | 2.8397 | 2.8803 | 2.8803 | 3.1085 | 3.4026 | 3.4026
2025-07-30 06:00 | 3.5115 | 3.8232 | 5.8946 | 7.8828 | 7.8828 | 7.8828 | 3.5305 | 3.581 | 3.581 | 3.8647 | 4.2304 | 4.2304
2025-07-30 07:00 | 3.6985 | 4.0268 | 6.2085 | 8.3027 | 8.3027 | 8.3027 | 3.9351 | 3.9913 | 3.9913 | 4.3076 | 4.7152 | 4.7152
2025-07-30 08:00 | 3.4466 | 3.7526 | 5.7857 | 7.7372 | 7.7372 | 7.7372 | 3.9695 | 4.0262 | 4.0262 | 4.3452 | 4.7564 | 4.7564
2025-07-30 09:00 | 2.6756 | 2.9131 | 4.4914 | 6.0064 | 6.0064 | 6.0064 | 3.7748 | 3.8287 | 3.8287 | 4.1321 | 4.5231 | 4.5231
2025-07-30 10:00 | 2.7137 | 2.9547 | 4.5555 | 6.0921 | 6.0921 | 6.0921 | 3.5305 | 3.581 | 3.581 | 3.8647 | 4.2304 | 4.2304
2025-07-30 11:00 | 2.6412 | 2.8757 | 4.4338 | 5.9293 | 5.9293 | 5.9293 | 3.2748 | 3.3216 | 3.3216 | 3.5848 | 3.924 | 3.924
2025-07-30 12:00 | 2.9656 | 3.2289 | 4.9784 | 6.6576 | 6.6576 | 6.6576 | 3.4809 | 3.5307 | 3.5307 | 3.8104 | 4.171 | 4.171
2025-07-30 13:00 | 2.9504 | 3.2123 | 4.9527 | 6.6233 | 6.6233 | 6.6233 | 3.4618 | 3.5113 | 3.5113 | 3.7895 | 4.1481 | 4.1481
2025-07-30 14:00 | 2.7214 | 2.963 | 4.5683 | 6.1092 | 6.1092 | 6.1092 | 3.1832 | 3.2287 | 3.2287 | 3.4845 | 3.8142 | 3.8142
2025-07-30 15:00 | 2.9313 | 3.1915 | 4.9207 | 6.5805 | 6.5805 | 6.5805 | 3.2634 | 3.31 | 3.31 | 3.5723 | 3.9103 | 3.9103
2025-07-30 16:00 | 3.5344 | 3.8481 | 5.933 | 7.9342 | 7.9342 | 7.9342 | 3.7366 | 3.79 | 3.79 | 4.0903 | 4.4774 | 4.4774
2025-07-30 17:00 | 4.5802 | 4.9868 | 7.6886 | 10.282 | 10.282 | 10.282 | 3.8779 | 3.9333 | 3.9333 | 4.2449 | 4.6466 | 4.6466
2025-07-30 18:00 | 4.626 | 5.0366 | 7.7655 | 10.3848 | 10.3848 | 10.3848 | 3.7748 | 3.8287 | 3.8287 | 4.1321 | 4.5231 | 4.5231
2025-07-30 19:00 | 4.4237 | 4.8164 | 7.4259 | 9.9307 | 9.9307 | 9.9307 | 3.6031 | 3.6545 | 3.6545 | 3.9441 | 4.3173 | 4.3173
2025-07-30 20:00 | 4.1374 | 4.5047 | 6.9454 | 9.288 | 9.288 | 9.288 | 3.3282 | 3.3758 | 3.3758 | 3.6433 | 3.988 | 3.988
2025-07-30 21:00 | 3.7481 | 4.0808 | 6.2918 | 8.4141 | 8.4141 | 8.4141 | 2.9504 | 2.9925 | 2.9925 | 3.2297 | 3.5353 | 3.5353
2025-07-30 22:00 | 3.2939 | 3.5863 | 5.5294 | 7.3944 | 7.3944 | 7.3944 | 2.7481 | 2.7874 | 2.7874 | 3.0082 | 3.2929 | 3.2929
2025-07-30 23:00 | 2.8206 | 3.071 | 4.7349 | 6.332 | 6.332 | 6.332 | 2.4504 | 2.4854 | 2.4854 | 2.6823 | 2.9361 | 2.9361
2025-07-31 | 2.2519 | 2.4518 | 3.7802 | 5.0553 | 5.0553 | 5.0553 | 2.2061 | 2.2376 | 2.2376 | 2.4149 | 2.6434 | 2.6434
2025-07-31 01:00 | 2.0382 | 2.2191 | 3.4214 | 4.5755 | 4.5755 | 4.5755 | 2.1756 | 2.2067 | 2.2067 | 2.3815 | 2.6069 | 2.6069
2025-07-31 02:00 | 1.9389 | 2.1111 | 3.2548 | 4.3527 | 4.3527 | 4.3527 | 2.0611 | 2.0905 | 2.0905 | 2.2562 | 2.4697 | 2.4697
2025-07-31 03:00 | 1.9275 | 2.0986 | 3.2356 | 4.327 | 4.327 | 4.327 | 2.2252 | 2.257 | 2.257 | 2.4358 | 2.6663 | 2.6663
2025-07-31 04:00 | 2.0573 | 2.2399 | 3.4535 | 4.6183 | 4.6183 | 4.6183 | 2.355 | 2.3886 | 2.3886 | 2.5779 | 2.8218 | 2.8218
2025-07-31 05:00 | 2.7099 | 2.9505 | 4.5491 | 6.0835 | 6.0835 | 6.0835 | 2.8168 | 2.857 | 2.857 | 3.0834 | 3.3752 | 3.3752
2025-07-31 06:00 | 3.7748 | 4.1099 | 6.3367 | 8.474 | 8.474 | 8.474 | 3.5687 | 3.6197 | 3.6197 | 3.9065 | 4.2762 | 4.2762
2025-07-31 07:00 | 3.958 | 4.3094 | 6.6442 | 8.8853 | 8.8853 | 8.8853 | 4.1221 | 4.181 | 4.181 | 4.5123 | 4.9393 | 4.9393
2025-07-31 08:00 | 3.5458 | 3.8606 | 5.9522 | 7.96 | 7.96 | 7.96 | 3.9237 | 3.9797 | 3.9797 | 4.2951 | 4.7015 | 4.7015
2025-07-31 09:00 | 2.2939 | 2.4975 | 3.8507 | 5.1495 | 5.1495 | 5.1495 | 3.3053 | 3.3526 | 3.3526 | 3.6182 | 3.9606 | 3.9606
2025-07-31 10:00 | 2.0878 | 2.2731 | 3.5047 | 4.6869 | 4.6869 | 4.6869 | 2.7176 | 2.7564 | 2.7564 | 2.9748 | 3.2563 | 3.2563
2025-07-31 11:00 | 2.1489 | 2.3396 | 3.6072 | 4.824 | 4.824 | 4.824 | 2.4122 | 2.4467 | 2.4467 | 2.6405 | 2.8904 | 2.8904
2025-07-31 12:00 | 1.5115 | 1.6456 | 2.5372 | 3.393 | 3.393 | 3.393 | 2.3664 | 2.4002 | 2.4002 | 2.5904 | 2.8355 | 2.8355
2025-07-31 13:00 | 1.542 | 1.6789 | 2.5885 | 3.4616 | 3.4616 | 3.4616 | 2.3702 | 2.4041 | 2.4041 | 2.5946 | 2.8401 | 2.8401
2025-07-31 14:00 | 1.5649 | 1.7038 | 2.6269 | 3.513 | 3.513 | 3.513 | 2.0954 | 2.1254 | 2.1254 | 2.2938 | 2.5108 | 2.5108
2025-07-31 15:00 | 2.0878 | 2.2731 | 3.5047 | 4.6869 | 4.6869 | 4.6869 | 2.5573 | 2.5938 | 2.5938 | 2.7993 | 3.0642 | 3.0642
2025-07-31 16:00 | 2.9122 | 3.1708 | 4.8887 | 6.5376 | 6.5376 | 6.5376 | 3.3359 | 3.3835 | 3.3835 | 3.6516 | 3.9972 | 3.9972
2025-07-31 17:00 | 3.9122 | 4.2595 | 6.5673 | 8.7825 | 8.7825 | 8.7825 | 3.5496 | 3.6003 | 3.6003 | 3.8856 | 4.2533 | 4.2533
2025-07-31 18:00 | 4.0916 | 4.4549 | 6.8685 | 9.1852 | 9.1852 | 9.1852 | 3.6031 | 3.6545 | 3.6545 | 3.9441 | 4.3173 | 4.3173
2025-07-31 19:00 | 3.9695 | 4.3219 | 6.6634 | 8.911 | 8.911 | 8.911 | 3.6031 | 3.6545 | 3.6545 | 3.9441 | 4.3173 | 4.3173
2025-07-31 20:00 | 3.958 | 4.3094 | 6.6442 | 8.8853 | 8.8853 | 8.8853 | 3.2328 | 3.279 | 3.279 | 3.5388 | 3.8737 | 3.8737
2025-07-31 21:00 | 3.626 | 3.9479 | 6.0868 | 8.1399 | 8.1399 | 8.1399 | 3.0153 | 3.0583 | 3.0583 | 3.3007 | 3.613 | 3.613
2025-07-31 22:00 | 3.3511 | 3.6487 | 5.6255 | 7.523 | 7.523 | 7.523 | 2.7557 | 2.7951 | 2.7951 | 3.0166 | 3.302 | 3.302
2025-07-31 23:00 | 2.7061 | 2.9464 | 4.5427 | 6.0749 | 6.0749 | 6.0749 | 2.5496 | 2.586 | 2.586 | 2.791 | 3.0551 | 3.0551
2025-08-01 | 2.313 | 2.5183 | 3.8827 | 5.1924 | 5.1924 | 5.1924 | 2.145 | 2.1757 | 2.1757 | 2.3481 | 2.5703 | 2.5703
2025-08-01 01:00 | 1.9771 | 2.1526 | 3.3189 | 4.4384 | 4.4384 | 4.4384 | 2.2099 | 2.2415 | 2.2415 | 2.4191 | 2.648 | 2.648
2025-08-01 02:00 | 2.0267 | 2.2066 | 3.4022 | 4.5498 | 4.5498 | 4.5498 | 2.0802 | 2.1099 | 2.1099 | 2.2771 | 2.4925 | 2.4925
2025-08-01 03:00 | 1.9695 | 2.1443 | 3.3061 | 4.4212 | 4.4212 | 4.4212 | 2.2519 | 2.2841 | 2.2841 | 2.4651 | 2.6983 | 2.6983
2025-08-01 04:00 | 2.1298 | 2.3189 | 3.5752 | 4.7811 | 4.7811 | 4.7811 | 2.355 | 2.3886 | 2.3886 | 2.5779 | 2.8218 | 2.8218
2025-08-01 05:00 | 2.7176 | 2.9588 | 4.5619 | 6.1006 | 6.1006 | 6.1006 | 2.9695 | 3.0119 | 3.0119 | 3.2505 | 3.5581 | 3.5581
2025-08-01 06:00 | 3.7137 | 4.0434 | 6.2342 | 8.337 | 8.337 | 8.337 | 3.5267 | 3.5771 | 3.5771 | 3.8605 | 4.2259 | 4.2259
2025-08-01 07:00 | 3.9809 | 4.3343 | 6.6827 | 8.9367 | 8.9367 | 8.9367 | 4.1374 | 4.1965 | 4.1965 | 4.529 | 4.9576 | 4.9576
2025-08-01 08:00 | 3.5878 | 3.9063 | 6.0227 | 8.0542 | 8.0542 | 8.0542 | 4.0076 | 4.0649 | 4.0649 | 4.387 | 4.8021 | 4.8021
2025-08-01 09:00 | 2.6794 | 2.9173 | 4.4978 | 6.0149 | 6.0149 | 6.0149 | 3.3817 | 3.43 | 3.43 | 3.7018 | 4.0521 | 4.0521
2025-08-01 10:00 | 2.0534 | 2.2357 | 3.447 | 4.6097 | 4.6097 | 4.6097 | 3.1908 | 3.2364 | 3.2364 | 3.4929 | 3.8234 | 3.8234
2025-08-01 11:00 | 2.2672 | 2.4685 | 3.8059 | 5.0896 | 5.0896 | 5.0896 | 2.7901 | 2.8299 | 2.8299 | 3.0542 | 3.3432 | 3.3432
2025-08-01 12:00 | 2.2863 | 2.4892 | 3.8379 | 5.1324 | 5.1324 | 5.1324 | 2.8473 | 2.888 | 2.888 | 3.1168 | 3.4118 | 3.4118
2025-08-01 13:00 | 2.416 | 2.6305 | 4.0557 | 5.4237 | 5.4237 | 5.4237 | 2.9771 | 3.0196 | 3.0196 | 3.2589 | 3.5673 | 3.5673
2025-08-01 14:00 | 2.3779 | 2.589 | 3.9917 | 5.3381 | 5.3381 | 5.3381 | 3.0763 | 3.1203 | 3.1203 | 3.3675 | 3.6862 | 3.6862
2025-08-01 15:00 | 2.4924 | 2.7136 | 4.1839 | 5.5951 | 5.5951 | 5.5951 | 3.1527 | 3.1977 | 3.1977 | 3.4511 | 3.7777 | 3.7777
2025-08-01 16:00 | 3.2481 | 3.5365 | 5.4525 | 7.2916 | 7.2916 | 7.2916 | 3.5458 | 3.5965 | 3.5965 | 3.8814 | 4.2487 | 4.2487
2025-08-01 17:00 | 3.7634 | 4.0975 | 6.3175 | 8.4483 | 8.4483 | 8.4483 | 3.6183 | 3.67 | 3.67 | 3.9608 | 4.3356 | 4.3356
2025-08-01 18:00 | 3.8664 | 4.2097 | 6.4904 | 8.6797 | 8.6797 | 8.6797 | 3.5649 | 3.6158 | 3.6158 | 3.9023 | 4.2716 | 4.2716
2025-08-01 19:00 | 3.7672 | 4.1016 | 6.3239 | 8.4569 | 8.4569 | 8.4569 | 3.3015 | 3.3487 | 3.3487 | 3.614 | 3.956 | 3.956
2025-08-01 20:00 | 3.6107 | 3.9312 | 6.0612 | 8.1056 | 8.1056 | 8.1056 | 3.2214 | 3.2674 | 3.2674 | 3.5263 | 3.86 | 3.86
2025-08-01 21:00 | 3.2977 | 3.5905 | 5.5358 | 7.403 | 7.403 | 7.403 | 2.8244 | 2.8648 | 2.8648 | 3.0918 | 3.3843 | 3.3843
2025-08-01 22:00 | 3.0802 | 3.3536 | 5.1706 | 6.9146 | 6.9146 | 6.9146 | 2.6603 | 2.6983 | 2.6983 | 2.9121 | 3.1877 | 3.1877
2025-08-01 23:00 | 2.6183 | 2.8508 | 4.3953 | 5.8779 | 5.8779 | 5.8779 | 2.3664 | 2.4002 | 2.4002 | 2.5904 | 2.8355 | 2.8355
2025-08-02 | 2.2634 | 2.4643 | 3.7994 | 5.081 | 5.081 | 5.081 | 2.126 | 2.1563 | 2.1563 | 2.3272 | 2.5474 | 2.5474
2025-08-02 01:00 | 1.9847 | 2.1609 | 3.3317 | 4.4555 | 4.4555 | 4.4555 | 1.9198 | 1.9473 | 1.9473 | 2.1016 | 2.3004 | 2.3004
2025-08-02 02:00 | 1.9008 | 2.0695 | 3.1908 | 4.267 | 4.267 | 4.267 | 1.8626 | 1.8892 | 1.8892 | 2.0389 | 2.2318 | 2.2318
2025-08-02 03:00 | 1.7824 | 1.9407 | 2.9921 | 4.0014 | 4.0014 | 4.0014 | 1.9046 | 1.9318 | 1.9318 | 2.0849 | 2.2821 | 2.2821
2025-08-02 04:00 | 1.8168 | 1.9781 | 3.0498 | 4.0785 | 4.0785 | 4.0785 | 1.9542 | 1.9821 | 1.9821 | 2.1392 | 2.3416 | 2.3416
2025-08-02 05:00 | 2.1069 | 2.2939 | 3.5367 | 4.7297 | 4.7297 | 4.7297 | 2.0725 | 2.1021 | 2.1021 | 2.2687 | 2.4834 | 2.4834
2025-08-02 06:00 | 2.4771 | 2.697 | 4.1582 | 5.5608 | 5.5608 | 5.5608 | 2.6412 | 2.679 | 2.679 | 2.8912 | 3.1648 | 3.1648
2025-08-02 07:00 | 2.7481 | 2.9921 | 4.6132 | 6.1692 | 6.1692 | 6.1692 | 3.0382 | 3.0816 | 3.0816 | 3.3257 | 3.6405 | 3.6405
2025-08-02 08:00 | 3.1069 | 3.3827 | 5.2154 | 6.9746 | 6.9746 | 6.9746 | 2.9237 | 2.9654 | 2.9654 | 3.2004 | 3.5033 | 3.5033
2025-08-02 09:00 | 2.7939 | 3.0419 | 4.69 | 6.272 | 6.272 | 6.272 | 2.542 | 2.5783 | 2.5783 | 2.7826 | 3.0459 | 3.0459
2025-08-02 10:00 | 2.916 | 3.1749 | 4.8951 | 6.5462 | 6.5462 | 6.5462 | 2.5878 | 2.6248 | 2.6248 | 2.8327 | 3.1008 | 3.1008
2025-08-02 11:00 | 2.8779 | 3.1334 | 4.831 | 6.4605 | 6.4605 | 6.4605 | 2.4351 | 2.4699 | 2.4699 | 2.6656 | 2.9179 | 2.9179
2025-08-02 12:00 | 2.9237 | 3.1832 | 4.9079 | 6.5633 | 6.5633 | 6.5633 | 2.6641 | 2.7022 | 2.7022 | 2.9163 | 3.1923 | 3.1923
2025-08-02 13:00 | 2.6069 | 2.8383 | 4.3761 | 5.8521 | 5.8521 | 5.8521 | 2.3397 | 2.3731 | 2.3731 | 2.5612 | 2.8035 | 2.8035
2025-08-02 14:00 | 2.6832 | 2.9214 | 4.5042 | 6.0235 | 6.0235 | 6.0235 | 2.3397 | 2.3731 | 2.3731 | 2.5612 | 2.8035 | 2.8035
2025-08-02 15:00 | 3.0954 | 3.3702 | 5.1962 | 6.9489 | 6.9489 | 6.9489 | 2.7672 | 2.8067 | 2.8067 | 3.0291 | 3.3157 | 3.3157
2025-08-02 16:00 | 3.4542 | 3.7609 | 5.7985 | 7.7543 | 7.7543 | 7.7543 | 2.9771 | 3.0196 | 3.0196 | 3.2589 | 3.5673 | 3.5673
2025-08-02 17:00 | 3.7443 | 4.0767 | 6.2854 | 8.4055 | 8.4055 | 8.4055 | 3.2328 | 3.279 | 3.279 | 3.5388 | 3.8737 | 3.8737
2025-08-02 18:00 | 3.7557 | 4.0892 | 6.3046 | 8.4312 | 8.4312 | 8.4312 | 3.2481 | 3.2945 | 3.2945 | 3.5555 | 3.892 | 3.892
2025-08-02 19:00 | 3.584 | 3.9022 | 6.0163 | 8.0456 | 8.0456 | 8.0456 | 3.2481 | 3.2945 | 3.2945 | 3.5555 | 3.892 | 3.892
2025-08-02 20:00 | 3.5534 | 3.8689 | 5.9651 | 7.9771 | 7.9771 | 7.9771 | 2.9427 | 2.9848 | 2.9848 | 3.2213 | 3.5261 | 3.5261
2025-08-02 21:00 | 3.3397 | 3.6362 | 5.6063 | 7.4973 | 7.4973 | 7.4973 | 2.7176 | 2.7564 | 2.7564 | 2.9748 | 3.2563 | 3.2563
2025-08-02 22:00 | 2.9008 | 3.1583 | 4.8694 | 6.5119 | 6.5119 | 6.5119 | 2.5458 | 2.5822 | 2.5822 | 2.7868 | 3.0505 | 3.0505
2025-08-02 23:00 | 2.7863 | 3.0336 | 4.6772 | 6.2549 | 6.2549 | 6.2549 | 2.3435 | 2.377 | 2.377 | 2.5653 | 2.8081 | 2.8081
2025-08-03 | 2.3511 | 2.5599 | 3.9468 | 5.2781 | 5.2781 | 5.2781 | 2.0191 | 2.0479 | 2.0479 | 2.2102 | 2.4193 | 2.4193
2025-08-03 01:00 | 1.9122 | 2.082 | 3.21 | 4.2927 | 4.2927 | 4.2927 | 1.8435 | 1.8699 | 1.8699 | 2.018 | 2.209 | 2.209
2025-08-03 02:00 | 1.8702 | 2.0363 | 3.1395 | 4.1985 | 4.1985 | 4.1985 | 1.7863 | 1.8118 | 1.8118 | 1.9553 | 2.1404 | 2.1404
2025-08-03 03:00 | 1.7824 | 1.9407 | 2.9921 | 4.0014 | 4.0014 | 4.0014 | 1.7863 | 1.8118 | 1.8118 | 1.9553 | 2.1404 | 2.1404
2025-08-03 04:00 | 1.7519 | 1.9074 | 2.9409 | 3.9328 | 3.9328 | 3.9328 | 1.8359 | 1.8621 | 1.8621 | 2.0097 | 2.1998 | 2.1998
2025-08-03 05:00 | 1.9656 | 2.1402 | 3.2997 | 4.4127 | 4.4127 | 4.4127 | 1.9542 | 1.9821 | 1.9821 | 2.1392 | 2.3416 | 2.3416
2025-08-03 06:00 | 2.3435 | 2.5516 | 3.934 | 5.2609 | 5.2609 | 5.2609 | 2.4237 | 2.4583 | 2.4583 | 2.6531 | 2.9041 | 2.9041
2025-08-03 07:00 | 2.6298 | 2.8632 | 4.4145 | 5.9036 | 5.9036 | 5.9036 | 2.6756 | 2.7138 | 2.7138 | 2.9288 | 3.206 | 3.206
2025-08-03 08:00 | 2.6603 | 2.8965 | 4.4658 | 5.9721 | 5.9721 | 5.9721 | 2.6756 | 2.7138 | 2.7138 | 2.9288 | 3.206 | 3.206
2025-08-03 09:00 | 2.8053 | 3.0544 | 4.7093 | 6.2977 | 6.2977 | 6.2977 | 2.7137 | 2.7525 | 2.7525 | 2.9706 | 3.2517 | 3.2517
2025-08-03 10:00 | 2.3626 | 2.5723 | 3.966 | 5.3038 | 5.3038 | 5.3038 | 2.3511 | 2.3847 | 2.3847 | 2.5737 | 2.8172 | 2.8172
2025-08-03 11:00 | 2.2481 | 2.4477 | 3.7738 | 5.0467 | 5.0467 | 5.0467 | 2.0191 | 2.0479 | 2.0479 | 2.2102 | 2.4193 | 2.4193
2025-08-03 12:00 | 2.458 | 2.6762 | 4.1262 | 5.518 | 5.518 | 5.518 | 2.2061 | 2.2376 | 2.2376 | 2.4149 | 2.6434 | 2.6434
2025-08-03 13:00 | 2.2328 | 2.4311 | 3.7482 | 5.0125 | 5.0125 | 5.0125 | 2.1069 | 2.137 | 2.137 | 2.3063 | 2.5245 | 2.5245
2025-08-03 14:00 | 2.4389 | 2.6555 | 4.0942 | 5.4751 | 5.4751 | 5.4751 | 2.0649 | 2.0944 | 2.0944 | 2.2603 | 2.4742 | 2.4742
2025-08-03 15:00 | 2.3511 | 2.5599 | 3.9468 | 5.2781 | 5.2781 | 5.2781 | 2.1031 | 2.1331 | 2.1331 | 2.3021 | 2.52 | 2.52
2025-08-03 16:00 | 2.8397 | 3.0918 | 4.7669 | 6.3748 | 6.3748 | 6.3748 | 2.4351 | 2.4699 | 2.4699 | 2.6656 | 2.9179 | 2.9179
2025-08-03 17:00 | 3.4351 | 3.7401 | 5.7664 | 7.7115 | 7.7115 | 7.7115 | 2.7901 | 2.8299 | 2.8299 | 3.0542 | 3.3432 | 3.3432
2025-08-03 18:00 | 3.6947 | 4.0227 | 6.2021 | 8.2941 | 8.2941 | 8.2941 | 2.9122 | 2.9538 | 2.9538 | 3.1879 | 3.4895 | 3.4895
2025-08-03 19:00 | 3.6756 | 4.0019 | 6.1701 | 8.2513 | 8.2513 | 8.2513 | 2.7863 | 2.8261 | 2.8261 | 3.05 | 3.3386 | 3.3386
2025-08-03 20:00 | 3.4809 | 3.79 | 5.8433 | 7.8143 | 7.8143 | 7.8143 | 2.7634 | 2.8028 | 2.8028 | 3.0249 | 3.3112 | 3.3112
2025-08-03 21:00 | 3.2405 | 3.5281 | 5.4397 | 7.2745 | 7.2745 | 7.2745 | 2.4733 | 2.5086 | 2.5086 | 2.7074 | 2.9636 | 2.9636
2025-08-03 22:00 | 2.8779 | 3.1334 | 4.831 | 6.4605 | 6.4605 | 6.4605 | 2.5534 | 2.5899 | 2.5899 | 2.7951 | 3.0596 | 3.0596
2025-08-03 23:00 | 2.4809 | 2.7012 | 4.1647 | 5.5694 | 5.5694 | 5.5694 | 2.3473 | 2.3809 | 2.3809 | 2.5695 | 2.8127 | 2.8127
2025-08-04 | 2 | 2.1776 | 3.3573 | 4.4898 | 4.4898 | 4.4898 | 1.9962 | 2.0247 | 2.0247 | 2.1851 | 2.3919 | 2.3919
2025-08-04 01:00 | 1.8664 | 2.0321 | 3.1331 | 4.1899 | 4.1899 | 4.1899 | 1.8969 | 1.924 | 1.924 | 2.0765 | 2.273 | 2.273
2025-08-04 02:00 | 1.7977 | 1.9573 | 3.0178 | 4.0357 | 4.0357 | 4.0357 | 1.9389 | 1.9666 | 1.9666 | 2.1225 | 2.3233 | 2.3233
2025-08-04 03:00 | 1.7672 | 1.9241 | 2.9665 | 3.9671 | 3.9671 | 3.9671 | 2.1183 | 2.1486 | 2.1486 | 2.3188 | 2.5383 | 2.5383
2025-08-04 04:00 | 1.9504 | 2.1235 | 3.2741 | 4.3784 | 4.3784 | 4.3784 | 2.3702 | 2.4041 | 2.4041 | 2.5946 | 2.8401 | 2.8401
2025-08-04 05:00 | 2.3435 | 2.5516 | 3.934 | 5.2609 | 5.2609 | 5.2609 | 2.8321 | 2.8725 | 2.8725 | 3.1001 | 3.3935 | 3.3935
2025-08-04 06:00 | 3.5153 | 3.8274 | 5.901 | 7.8914 | 7.8914 | 7.8914 | 3.355 | 3.4029 | 3.4029 | 3.6725 | 4.0201 | 4.0201
2025-08-04 07:00 | 3.7748 | 4.1099 | 6.3367 | 8.474 | 8.474 | 8.474 | 4.1069 | 4.1655 | 4.1655 | 4.4956 | 4.921 | 4.921
2025-08-04 08:00 | 3.416 | 3.7193 | 5.7344 | 7.6686 | 7.6686 | 7.6686 | 3.7863 | 3.8404 | 3.8404 | 4.1447 | 4.5369 | 4.5369
2025-08-04 09:00 | 2.4198 | 2.6347 | 4.0621 | 5.4323 | 5.4323 | 5.4323 | 3.2214 | 3.2674 | 3.2674 | 3.5263 | 3.86 | 3.86
2025-08-04 10:00 | 2.2481 | 2.4477 | 3.7738 | 5.0467 | 5.0467 | 5.0467 | 2.9924 | 3.0351 | 3.0351 | 3.2756 | 3.5856 | 3.5856
2025-08-04 11:00 | 2.1908 | 2.3853 | 3.6777 | 4.9182 | 4.9182 | 4.9182 | 2.6908 | 2.7293 | 2.7293 | 2.9455 | 3.2243 | 3.2243
2025-08-04 12:00 | 1.8511 | 2.0155 | 3.1075 | 4.1556 | 4.1556 | 4.1556 | 2.2405 | 2.2725 | 2.2725 | 2.4525 | 2.6846 | 2.6846
2025-08-04 13:00 | 1.2519 | 1.3631 | 2.1015 | 2.8104 | 2.8104 | 2.8104 | 1.7519 | 1.7769 | 1.7769 | 1.9177 | 2.0992 | 2.0992
2025-08-04 14:00 | 1.5802 | 1.7204 | 2.6526 | 3.5473 | 3.5473 | 3.5473 | 2.4427 | 2.4776 | 2.4776 | 2.674 | 2.927 | 2.927
2025-08-04 15:00 | 1.8969 | 2.0654 | 3.1844 | 4.2584 | 4.2584 | 4.2584 | 2.4962 | 2.5318 | 2.5318 | 2.7325 | 2.991 | 2.991
2025-08-04 16:00 | 2.4275 | 2.643 | 4.075 | 5.4494 | 5.4494 | 5.4494 | 2.9008 | 2.9422 | 2.9422 | 3.1753 | 3.4758 | 3.4758
2025-08-04 17:00 | 3.4809 | 3.79 | 5.8433 | 7.8143 | 7.8143 | 7.8143 | 3.1756 | 3.2209 | 3.2209 | 3.4762 | 3.8051 | 3.8051
2025-08-04 18:00 | 3.6565 | 3.9811 | 6.1381 | 8.2084 | 8.2084 | 8.2084 | 3.1908 | 3.2364 | 3.2364 | 3.4929 | 3.8234 | 3.8234
2025-08-04 19:00 | 3.6489 | 3.9728 | 6.1252 | 8.1913 | 8.1913 | 8.1913 | 3.0802 | 3.1242 | 3.1242 | 3.3717 | 3.6908 | 3.6908
2025-08-04 20:00 | 3.584 | 3.9022 | 6.0163 | 8.0456 | 8.0456 | 8.0456 | 2.9198 | 2.9616 | 2.9616 | 3.1962 | 3.4987 | 3.4987
2025-08-04 21:00 | 3.0878 | 3.3619 | 5.1834 | 6.9318 | 6.9318 | 6.9318 | 2.6947 | 2.7332 | 2.7332 | 2.9497 | 3.2288 | 3.2288
2025-08-04 22:00 | 2.7252 | 2.9671 | 4.5747 | 6.1178 | 6.1178 | 6.1178 | 2.4389 | 2.4738 | 2.4738 | 2.6698 | 2.9224 | 2.9224
2025-08-04 23:00 | 2.1947 | 2.3895 | 3.6841 | 4.9268 | 4.9268 | 4.9268 | 2.1107 | 2.1408 | 2.1408 | 2.3105 | 2.5291 | 2.5291
2025-08-05 | 1.8206 | 1.9822 | 3.0562 | 4.0871 | 4.0871 | 4.0871 | 1.958 | 1.986 | 1.986 | 2.1434 | 2.3462 | 2.3462
2025-08-05 01:00 | 1.7176 | 1.87 | 2.8832 | 3.8557 | 3.8557 | 3.8557 | 1.8702 | 1.897 | 1.897 | 2.0473 | 2.241 | 2.241
2025-08-05 02:00 | 1.6718 | 1.8202 | 2.8063 | 3.7529 | 3.7529 | 3.7529 | 1.8092 | 1.835 | 1.835 | 1.9804 | 2.1678 | 2.1678
2025-08-05 03:00 | 1.6947 | 1.8451 | 2.8448 | 3.8043 | 3.8043 | 3.8043 | 1.958 | 1.986 | 1.986 | 2.1434 | 2.3462 | 2.3462
2025-08-05 04:00 | 1.7901 | 1.949 | 3.005 | 4.0185 | 4.0185 | 4.0185 | 2.145 | 2.1757 | 2.1757 | 2.3481 | 2.5703 | 2.5703
2025-08-05 05:00 | 2.3664 | 2.5765 | 3.9724 | 5.3123 | 5.3123 | 5.3123 | 2.8626 | 2.9035 | 2.9035 | 3.1336 | 3.4301 | 3.4301
2025-08-05 06:00 | 3.1908 | 3.4741 | 5.3564 | 7.1631 | 7.1631 | 7.1631 | 3.313 | 3.3603 | 3.3603 | 3.6266 | 3.9697 | 3.9697
2025-08-05 07:00 | 3.5687 | 3.8855 | 5.9907 | 8.0114 | 8.0114 | 8.0114 | 3.7481 | 3.8016 | 3.8016 | 4.1029 | 4.4911 | 4.4911
2025-08-05 08:00 | 3.042 | 3.3121 | 5.1065 | 6.8289 | 6.8289 | 6.8289 | 3.584 | 3.6352 | 3.6352 | 3.9232 | 4.2945 | 4.2945
2025-08-05 09:00 | 2.2557 | 2.456 | 3.7866 | 5.0639 | 5.0639 | 5.0639 | 3.3817 | 3.43 | 3.43 | 3.7018 | 4.0521 | 4.0521
2025-08-05 10:00 | 1.8969 | 2.0654 | 3.1844 | 4.2584 | 4.2584 | 4.2584 | 2.6336 | 2.6712 | 2.6712 | 2.8829 | 3.1557 | 3.1557
2025-08-05 11:00 | 1.5115 | 1.6456 | 2.5372 | 3.393 | 3.393 | 3.393 | 2.1298 | 2.1602 | 2.1602 | 2.3314 | 2.552 | 2.552
2025-08-05 12:00 | 1.5687 | 1.708 | 2.6333 | 3.5216 | 3.5216 | 3.5216 | 2.0458 | 2.075 | 2.075 | 2.2394 | 2.4514 | 2.4514
2025-08-05 13:00 | 1.4313 | 1.5584 | 2.4027 | 3.2131 | 3.2131 | 3.2131 | 2.2176 | 2.2492 | 2.2492 | 2.4275 | 2.6572 | 2.6572
2025-08-05 14:00 | 1.3511 | 1.4711 | 2.2681 | 3.0332 | 3.0332 | 3.0332 | 1.8321 | 1.8582 | 1.8582 | 2.0055 | 2.1953 | 2.1953
2025-08-05 15:00 | 1.7366 | 1.8908 | 2.9153 | 3.8986 | 3.8986 | 3.8986 | 2.1641 | 2.195 | 2.195 | 2.369 | 2.5931 | 2.5931
2025-08-05 16:00 | 2.2366 | 2.4352 | 3.7546 | 5.021 | 5.021 | 5.021 | 2.7252 | 2.7641 | 2.7641 | 2.9831 | 3.2654 | 3.2654
2025-08-05 17:00 | 3.3397 | 3.6362 | 5.6063 | 7.4973 | 7.4973 | 7.4973 | 3.0802 | 3.1242 | 3.1242 | 3.3717 | 3.6908 | 3.6908
2025-08-05 18:00 | 3.5687 | 3.8855 | 5.9907 | 8.0114 | 8.0114 | 8.0114 | 3.271 | 3.3177 | 3.3177 | 3.5806 | 3.9194 | 3.9194
2025-08-05 19:00 | 3.5649 | 3.8814 | 5.9843 | 8.0028 | 8.0028 | 8.0028 | 3.271 | 3.3177 | 3.3177 | 3.5806 | 3.9194 | 3.9194
2025-08-05 20:00 | 3.4122 | 3.7152 | 5.728 | 7.6601 | 7.6601 | 7.6601 | 2.9542 | 2.9964 | 2.9964 | 3.2338 | 3.5398 | 3.5398
2025-08-05 21:00 | 3.1527 | 3.4326 | 5.2923 | 7.0774 | 7.0774 | 7.0774 | 2.687 | 2.7254 | 2.7254 | 2.9414 | 3.2197 | 3.2197
2025-08-05 22:00 | 2.8626 | 3.1167 | 4.8054 | 6.4262 | 6.4262 | 6.4262 | 2.5267 | 2.5628 | 2.5628 | 2.7659 | 3.0276 | 3.0276
2025-08-05 23:00 | 2.3473 | 2.5557 | 3.9404 | 5.2695 | 5.2695 | 5.2695 | 2.2328 | 2.2647 | 2.2647 | 2.4442 | 2.6755 | 2.6755
2025-08-06 | 1.9847 | 2.1609 | 3.3317 | 4.4555 | 4.4555 | 4.4555 | 1.9656 | 1.9937 | 1.9937 | 2.1517 | 2.3553 | 2.3553
2025-08-06 01:00 | 1.8015 | 1.9615 | 3.0242 | 4.0442 | 4.0442 | 4.0442 | 1.958 | 1.986 | 1.986 | 2.1434 | 2.3462 | 2.3462
2025-08-06 02:00 | 1.7748 | 1.9324 | 2.9793 | 3.9843 | 3.9843 | 3.9843 | 1.8702 | 1.897 | 1.897 | 2.0473 | 2.241 | 2.241
2025-08-06 03:00 | 1.8168 | 1.9781 | 3.0498 | 4.0785 | 4.0785 | 4.0785 | 2.0229 | 2.0518 | 2.0518 | 2.2144 | 2.4239 | 2.4239
2025-08-06 04:00 | 1.9542 | 2.1277 | 3.2805 | 4.387 | 4.387 | 4.387 | 2.2634 | 2.2957 | 2.2957 | 2.4776 | 2.712 | 2.712
2025-08-06 05:00 | 2.5687 | 2.7968 | 4.312 | 5.7665 | 5.7665 | 5.7665 | 3.0725 | 3.1164 | 3.1164 | 3.3634 | 3.6816 | 3.6816
2025-08-06 06:00 | 3.5954 | 3.9146 | 6.0355 | 8.0713 | 8.0713 | 8.0713 | 3.645 | 3.6971 | 3.6971 | 3.9901 | 4.3676 | 4.3676
2025-08-06 07:00 | 3.874 | 4.218 | 6.5033 | 8.6968 | 8.6968 | 8.6968 | 4.1298 | 4.1888 | 4.1888 | 4.5207 | 4.9485 | 4.9485
2025-08-06 08:00 | 3.5038 | 3.8149 | 5.8818 | 7.8657 | 7.8657 | 7.8657 | 4.1145 | 4.1733 | 4.1733 | 4.504 | 4.9302 | 4.9302
2025-08-06 09:00 | 2.2786 | 2.4809 | 3.8251 | 5.1153 | 5.1153 | 5.1153 | 3.4046 | 3.4532 | 3.4532 | 3.7268 | 4.0795 | 4.0795
2025-08-06 10:00 | 1.6527 | 1.7994 | 2.7743 | 3.7101 | 3.7101 | 3.7101 | 2.9198 | 2.9616 | 2.9616 | 3.1962 | 3.4987 | 3.4987
2025-08-06 11:00 | 1.187 | 1.2924 | 1.9926 | 2.6647 | 2.6647 | 2.6647 | 2.1603 | 2.1912 | 2.1912 | 2.3648 | 2.5886 | 2.5886
2025-08-06 12:00 | 1.126 | 1.2259 | 1.8901 | 2.5276 | 2.5276 | 2.5276 | 1.958 | 1.986 | 1.986 | 2.1434 | 2.3462 | 2.3462
2025-08-06 13:00 | 1.0725 | 1.1677 | 1.8004 | 2.4077 | 2.4077 | 2.4077 | 1.8092 | 1.835 | 1.835 | 1.9804 | 2.1678 | 2.1678
2025-08-06 14:00 | 1.2634 | 1.3755 | 2.1208 | 2.8361 | 2.8361 | 2.8361 | 1.855 | 1.8815 | 1.8815 | 2.0305 | 2.2227 | 2.2227
2025-08-06 15:00 | 1.8321 | 1.9947 | 3.0754 | 4.1128 | 4.1128 | 4.1128 | 2.3626 | 2.3964 | 2.3964 | 2.5862 | 2.831 | 2.831
2025-08-06 16:00 | 2.458 | 2.6762 | 4.1262 | 5.518 | 5.518 | 5.518 | 2.958 | 3.0003 | 3.0003 | 3.238 | 3.5444 | 3.5444
2025-08-06 17:00 | 3.3779 | 3.6777 | 5.6703 | 7.5829 | 7.5829 | 7.5829 | 3.2901 | 3.3371 | 3.3371 | 3.6015 | 3.9423 | 3.9423
2025-08-06 18:00 | 3.626 | 3.9479 | 6.0868 | 8.1399 | 8.1399 | 8.1399 | 3.3015 | 3.3487 | 3.3487 | 3.614 | 3.956 | 3.956
2025-08-06 19:00 | 3.6641 | 3.9894 | 6.1509 | 8.2256 | 8.2256 | 8.2256 | 3.2176 | 3.2635 | 3.2635 | 3.5221 | 3.8554 | 3.8554
2025-08-06 20:00 | 3.5115 | 3.8232 | 5.8946 | 7.8828 | 7.8828 | 7.8828 | 3.0725 | 3.1164 | 3.1164 | 3.3634 | 3.6816 | 3.6816
2025-08-06 21:00 | 3.355 | 3.6528 | 5.6319 | 7.5315 | 7.5315 | 7.5315 | 2.8588 | 2.8996 | 2.8996 | 3.1294 | 3.4255 | 3.4255
2025-08-06 22:00 | 2.9924 | 3.258 | 5.0232 | 6.7175 | 6.7175 | 6.7175 | 2.6527 | 2.6906 | 2.6906 | 2.9038 | 3.1785 | 3.1785
2025-08-06 23:00 | 2.3817 | 2.5931 | 3.9981 | 5.3466 | 5.3466 | 5.3466 | 2.4008 | 2.4351 | 2.4351 | 2.628 | 2.8767 | 2.8767
2025-08-07 | 2.0153 | 2.1942 | 3.383 | 4.5241 | 4.5241 | 4.5241 | 2.0611 | 2.0905 | 2.0905 | 2.2562 | 2.4697 | 2.4697
2025-08-07 01:00 | 1.9809 | 2.1568 | 3.3253 | 4.4469 | 4.4469 | 4.4469 | 2.0573 | 2.0866 | 2.0866 | 2.252 | 2.4651 | 2.4651
2025-08-07 02:00 | 1.9656 | 2.1402 | 3.2997 | 4.4127 | 4.4127 | 4.4127 | 2.0458 | 2.075 | 2.075 | 2.2394 | 2.4514 | 2.4514
2025-08-07 03:00 | 2.0382 | 2.2191 | 3.4214 | 4.5755 | 4.5755 | 4.5755 | 2.2863 | 2.3189 | 2.3189 | 2.5027 | 2.7395 | 2.7395
2025-08-07 04:00 | 2.1031 | 2.2898 | 3.5303 | 4.7211 | 4.7211 | 4.7211 | 2.4504 | 2.4854 | 2.4854 | 2.6823 | 2.9361 | 2.9361
2025-08-07 05:00 | 2.7176 | 2.9588 | 4.5619 | 6.1006 | 6.1006 | 6.1006 | 3.0267 | 3.07 | 3.07 | 3.3132 | 3.6267 | 3.6267
2025-08-07 06:00 | 3.7557 | 4.0892 | 6.3046 | 8.4312 | 8.4312 | 8.4312 | 3.7863 | 3.8404 | 3.8404 | 4.1447 | 4.5369 | 4.5369
2025-08-07 07:00 | 4.0382 | 4.3967 | 6.7788 | 9.0653 | 9.0653 | 9.0653 | 4.3282 | 4.3901 | 4.3901 | 4.7379 | 5.1863 | 5.1863
2025-08-07 08:00 | 3.7595 | 4.0933 | 6.311 | 8.4398 | 8.4398 | 8.4398 | 4.2137 | 4.2739 | 4.2739 | 4.6126 | 5.0491 | 5.0491
2025-08-07 09:00 | 2.3053 | 2.51 | 3.8699 | 5.1753 | 5.1753 | 5.1753 | 3.5763 | 3.6274 | 3.6274 | 3.9149 | 4.2853 | 4.2853
2025-08-07 10:00 | 1.7557 | 1.9116 | 2.9473 | 3.9414 | 3.9414 | 3.9414 | 2.8588 | 2.8996 | 2.8996 | 3.1294 | 3.4255 | 3.4255
2025-08-07 11:00 | 1.355 | 1.4753 | 2.2745 | 3.0417 | 3.0417 | 3.0417 | 2.1183 | 2.1486 | 2.1486 | 2.3188 | 2.5383 | 2.5383
2025-08-07 12:00 | 1.1756 | 1.2799 | 1.9734 | 2.639 | 2.639 | 2.639 | 1.9924 | 2.0208 | 2.0208 | 2.181 | 2.3873 | 2.3873
2025-08-07 13:00 | 1.1489 | 1.2509 | 1.9286 | 2.5791 | 2.5791 | 2.5791 | 1.8282 | 1.8544 | 1.8544 | 2.0013 | 2.1907 | 2.1907
2025-08-07 14:00 | 1.2328 | 1.3423 | 2.0695 | 2.7676 | 2.7676 | 2.7676 | 1.8931 | 1.9202 | 1.9202 | 2.0723 | 2.2684 | 2.2684
2025-08-07 15:00 | 1.7595 | 1.9158 | 2.9537 | 3.95 | 3.95 | 3.95 | 2.2366 | 2.2686 | 2.2686 | 2.4484 | 2.68 | 2.68
2025-08-07 16:00 | 2.4389 | 2.6555 | 4.0942 | 5.4751 | 5.4751 | 5.4751 | 2.9924 | 3.0351 | 3.0351 | 3.2756 | 3.5856 | 3.5856
2025-08-07 17:00 | 3.313 | 3.6071 | 5.5614 | 7.4373 | 7.4373 | 7.4373 | 3.5 | 3.55 | 3.55 | 3.8313 | 4.1938 | 4.1938
2025-08-07 18:00 | 3.6336 | 3.9562 | 6.0996 | 8.157 | 8.157 | 8.157 | 3.5 | 3.55 | 3.55 | 3.8313 | 4.1938 | 4.1938
2025-08-07 19:00 | 3.6336 | 3.9562 | 6.0996 | 8.157 | 8.157 | 8.157 | 3.4008 | 3.4494 | 3.4494 | 3.7227 | 4.0749 | 4.0749
2025-08-07 20:00 | 3.6183 | 3.9396 | 6.074 | 8.1227 | 8.1227 | 8.1227 | 3.2252 | 3.2713 | 3.2713 | 3.5305 | 3.8646 | 3.8646
2025-08-07 21:00 | 3.4313 | 3.7359 | 5.76 | 7.7029 | 7.7029 | 7.7029 | 2.8931 | 2.9345 | 2.9345 | 3.167 | 3.4667 | 3.4667
2025-08-07 22:00 | 2.958 | 3.2206 | 4.9655 | 6.6404 | 6.6404 | 6.6404 | 2.6031 | 2.6402 | 2.6402 | 2.8494 | 3.1191 | 3.1191
2025-08-07 23:00 | 2.5954 | 2.8258 | 4.3569 | 5.8264 | 5.8264 | 5.8264 | 2.4008 | 2.4351 | 2.4351 | 2.628 | 2.8767 | 2.8767
2025-08-08 | 2.0954 | 2.2815 | 3.5175 | 4.704 | 4.704 | 4.704 | 2.0344 | 2.0634 | 2.0634 | 2.2269 | 2.4376 | 2.4376
2025-08-08 01:00 | 1.9618 | 2.136 | 3.2933 | 4.4041 | 4.4041 | 4.4041 | 2.0267 | 2.0557 | 2.0557 | 2.2186 | 2.4285 | 2.4285
2025-08-08 02:00 | 1.8511 | 2.0155 | 3.1075 | 4.1556 | 4.1556 | 4.1556 | 2.0229 | 2.0518 | 2.0518 | 2.2144 | 2.4239 | 2.4239
2025-08-08 03:00 | 1.8702 | 2.0363 | 3.1395 | 4.1985 | 4.1985 | 4.1985 | 2.2137 | 2.2454 | 2.2454 | 2.4233 | 2.6526 | 2.6526
2025-08-08 04:00 | 2.0992 | 2.2856 | 3.5239 | 4.7126 | 4.7126 | 4.7126 | 2.3473 | 2.3809 | 2.3809 | 2.5695 | 2.8127 | 2.8127
2025-08-08 05:00 | 2.6107 | 2.8425 | 4.3825 | 5.8607 | 5.8607 | 5.8607 | 3.084 | 3.128 | 3.128 | 3.3759 | 3.6953 | 3.6953
2025-08-08 06:00 | 3.5916 | 3.9105 | 6.0291 | 8.0628 | 8.0628 | 8.0628 | 3.5992 | 3.6507 | 3.6507 | 3.9399 | 4.3128 | 4.3128
2025-08-08 07:00 | 4.0115 | 4.3676 | 6.7339 | 9.0053 | 9.0053 | 9.0053 | 4.1527 | 4.212 | 4.212 | 4.5457 | 4.9759 | 4.9759
2025-08-08 08:00 | 3.7863 | 4.1224 | 6.3559 | 8.4998 | 8.4998 | 8.4998 | 4.0992 | 4.1578 | 4.1578 | 4.4873 | 4.9119 | 4.9119
2025-08-08 09:00 | 2.7405 | 2.9838 | 4.6003 | 6.152 | 6.152 | 6.152 | 3.8397 | 3.8946 | 3.8946 | 4.2031 | 4.6009 | 4.6009
2025-08-08 10:00 | 1.9237 | 2.0944 | 3.2292 | 4.3184 | 4.3184 | 4.3184 | 2.8588 | 2.8996 | 2.8996 | 3.1294 | 3.4255 | 3.4255
2025-08-08 11:00 | 1.7824 | 1.9407 | 2.9921 | 4.0014 | 4.0014 | 4.0014 | 2.6794 | 2.7177 | 2.7177 | 2.933 | 3.2106 | 3.2106
2025-08-08 12:00 | 1.3931 | 1.5168 | 2.3386 | 3.1274 | 3.1274 | 3.1274 | 2.1183 | 2.1486 | 2.1486 | 2.3188 | 2.5383 | 2.5383
2025-08-08 13:00 | 1.5916 | 1.7329 | 2.6718 | 3.573 | 3.573 | 3.573 | 2.2595 | 2.2918 | 2.2918 | 2.4734 | 2.7075 | 2.7075
2025-08-08 14:00 | 1.4389 | 1.5667 | 2.4155 | 3.2302 | 3.2302 | 3.2302 | 2.2099 | 2.2415 | 2.2415 | 2.4191 | 2.648 | 2.648
2025-08-08 15:00 | 1.9427 | 2.1152 | 3.2612 | 4.3613 | 4.3613 | 4.3613 | 2.4924 | 2.528 | 2.528 | 2.7283 | 2.9865 | 2.9865
2025-08-08 16:00 | 2.7443 | 2.9879 | 4.6067 | 6.1606 | 6.1606 | 6.1606 | 3.1069 | 3.1513 | 3.1513 | 3.401 | 3.7228 | 3.7228
2025-08-08 17:00 | 3.3664 | 3.6653 | 5.6511 | 7.5572 | 7.5572 | 7.5572 | 3.3893 | 3.4377 | 3.4377 | 3.7101 | 4.0612 | 4.0612
2025-08-08 18:00 | 3.5649 | 3.8814 | 5.9843 | 8.0028 | 8.0028 | 8.0028 | 3.3092 | 3.3564 | 3.3564 | 3.6224 | 3.9652 | 3.9652
2025-08-08 19:00 | 3.5687 | 3.8855 | 5.9907 | 8.0114 | 8.0114 | 8.0114 | 2.9924 | 3.0351 | 3.0351 | 3.2756 | 3.5856 | 3.5856
2025-08-08 20:00 | 3.3473 | 3.6445 | 5.6191 | 7.5144 | 7.5144 | 7.5144 | 2.9427 | 2.9848 | 2.9848 | 3.2213 | 3.5261 | 3.5261
2025-08-08 21:00 | 3.0878 | 3.3619 | 5.1834 | 6.9318 | 6.9318 | 6.9318 | 2.8359 | 2.8764 | 2.8764 | 3.1043 | 3.3981 | 3.3981
2025-08-08 22:00 | 2.9008 | 3.1583 | 4.8694 | 6.5119 | 6.5119 | 6.5119 | 2.6527 | 2.6906 | 2.6906 | 2.9038 | 3.1785 | 3.1785
2025-08-08 23:00 | 2.7176 | 2.9588 | 4.5619 | 6.1006 | 6.1006 | 6.1006 | 2.4962 | 2.5318 | 2.5318 | 2.7325 | 2.991 | 2.991
2025-08-09 | 2.3015 | 2.5059 | 3.8635 | 5.1667 | 5.1667 | 5.1667 | 2.1183 | 2.1486 | 2.1486 | 2.3188 | 2.5383 | 2.5383
2025-08-09 01:00 | 1.9427 | 2.1152 | 3.2612 | 4.3613 | 4.3613 | 4.3613 | 1.9962 | 2.0247 | 2.0247 | 2.1851 | 2.3919 | 2.3919
2025-08-09 02:00 | 1.9237 | 2.0944 | 3.2292 | 4.3184 | 4.3184 | 4.3184 | 1.9656 | 1.9937 | 1.9937 | 2.1517 | 2.3553 | 2.3553
2025-08-09 03:00 | 1.9008 | 2.0695 | 3.1908 | 4.267 | 4.267 | 4.267 | 2.0191 | 2.0479 | 2.0479 | 2.2102 | 2.4193 | 2.4193
2025-08-09 04:00 | 1.9275 | 2.0986 | 3.2356 | 4.327 | 4.327 | 4.327 | 2.0802 | 2.1099 | 2.1099 | 2.2771 | 2.4925 | 2.4925
2025-08-09 05:00 | 2.2901 | 2.4934 | 3.8443 | 5.141 | 5.141 | 5.141 | 2.4313 | 2.466 | 2.466 | 2.6614 | 2.9133 | 2.9133
2025-08-09 06:00 | 2.6641 | 2.9006 | 4.4722 | 5.9807 | 5.9807 | 5.9807 | 2.7481 | 2.7874 | 2.7874 | 3.0082 | 3.2929 | 3.2929
2025-08-09 07:00 | 2.9771 | 3.2414 | 4.9976 | 6.6833 | 6.6833 | 6.6833 | 3.0305 | 3.0738 | 3.0738 | 3.3174 | 3.6313 | 3.6313
2025-08-09 08:00 | 2.8969 | 3.1541 | 4.863 | 6.5033 | 6.5033 | 6.5033 | 2.8702 | 2.9112 | 2.9112 | 3.1419 | 3.4392 | 3.4392
2025-08-09 09:00 | 2.6985 | 2.938 | 4.5299 | 6.0578 | 6.0578 | 6.0578 | 2.7137 | 2.7525 | 2.7525 | 2.9706 | 3.2517 | 3.2517
2025-08-09 10:00 | 2.7595 | 3.0045 | 4.6324 | 6.1949 | 6.1949 | 6.1949 | 2.7672 | 2.8067 | 2.8067 | 3.0291 | 3.3157 | 3.3157
2025-08-09 11:00 | 2.8893 | 3.1458 | 4.8502 | 6.4862 | 6.4862 | 6.4862 | 2.7023 | 2.7409 | 2.7409 | 2.9581 | 3.238 | 3.238
2025-08-09 12:00 | 2.5382 | 2.7635 | 4.2608 | 5.6979 | 5.6979 | 5.6979 | 2.6031 | 2.6402 | 2.6402 | 2.8494 | 3.1191 | 3.1191
2025-08-09 13:00 | 2.4389 | 2.6555 | 4.0942 | 5.4751 | 5.4751 | 5.4751 | 2.2405 | 2.2725 | 2.2725 | 2.4525 | 2.6846 | 2.6846
2025-08-09 14:00 | 2.416 | 2.6305 | 4.0557 | 5.4237 | 5.4237 | 5.4237 | 2.1908 | 2.2221 | 2.2221 | 2.3982 | 2.6252 | 2.6252
2025-08-09 15:00 | 2.4313 | 2.6471 | 4.0814 | 5.458 | 5.458 | 5.458 | 2.3053 | 2.3383 | 2.3383 | 2.5236 | 2.7624 | 2.7624
2025-08-09 16:00 | 2.7595 | 3.0045 | 4.6324 | 6.1949 | 6.1949 | 6.1949 | 2.6908 | 2.7293 | 2.7293 | 2.9455 | 3.2243 | 3.2243
2025-08-09 17:00 | 3.3588 | 3.657 | 5.6383 | 7.5401 | 7.5401 | 7.5401 | 2.9504 | 2.9925 | 2.9925 | 3.2297 | 3.5353 | 3.5353
2025-08-09 18:00 | 3.3359 | 3.632 | 5.5999 | 7.4887 | 7.4887 | 7.4887 | 2.9542 | 2.9964 | 2.9964 | 3.2338 | 3.5398 | 3.5398
2025-08-09 19:00 | 3.3282 | 3.6237 | 5.587 | 7.4716 | 7.4716 | 7.4716 | 2.9809 | 3.0235 | 3.0235 | 3.2631 | 3.5719 | 3.5719
2025-08-09 20:00 | 3.2939 | 3.5863 | 5.5294 | 7.3944 | 7.3944 | 7.3944 | 2.8397 | 2.8803 | 2.8803 | 3.1085 | 3.4026 | 3.4026
2025-08-09 21:00 | 3.0267 | 3.2954 | 5.0809 | 6.7947 | 6.7947 | 6.7947 | 2.5382 | 2.5744 | 2.5744 | 2.7784 | 3.0413 | 3.0413
2025-08-09 22:00 | 2.7786 | 3.0253 | 4.6644 | 6.2377 | 6.2377 | 6.2377 | 2.5153 | 2.5512 | 2.5512 | 2.7534 | 3.0139 | 3.0139
2025-08-09 23:00 | 2.542 | 2.7677 | 4.2672 | 5.7065 | 5.7065 | 5.7065 | 2.229 | 2.2609 | 2.2609 | 2.44 | 2.6709 | 2.6709
2025-08-10 | 2.0382 | 2.2191 | 3.4214 | 4.5755 | 4.5755 | 4.5755 | 1.916 | 1.9434 | 1.9434 | 2.0974 | 2.2959 | 2.2959
2025-08-10 01:00 | 1.813 | 1.9739 | 3.0434 | 4.0699 | 4.0699 | 4.0699 | 1.8397 | 1.866 | 1.866 | 2.0138 | 2.2044 | 2.2044
2025-08-10 02:00 | 1.7366 | 1.8908 | 2.9153 | 3.8986 | 3.8986 | 3.8986 | 1.8053 | 1.8311 | 1.8311 | 1.9762 | 2.1632 | 2.1632
2025-08-10 03:00 | 1.7328 | 1.8867 | 2.9088 | 3.89 | 3.89 | 3.89 | 1.7557 | 1.7808 | 1.7808 | 1.9219 | 2.1038 | 2.1038
2025-08-10 04:00 | 1.7366 | 1.8908 | 2.9153 | 3.8986 | 3.8986 | 3.8986 | 1.771 | 1.7963 | 1.7963 | 1.9386 | 2.1221 | 2.1221
2025-08-10 05:00 | 1.9542 | 2.1277 | 3.2805 | 4.387 | 4.387 | 4.387 | 1.9885 | 2.017 | 2.017 | 2.1768 | 2.3828 | 2.3828
2025-08-10 06:00 | 2.3168 | 2.5225 | 3.8891 | 5.201 | 5.201 | 5.201 | 2.2099 | 2.2415 | 2.2415 | 2.4191 | 2.648 | 2.648
2025-08-10 07:00 | 2.584 | 2.8134 | 4.3376 | 5.8007 | 5.8007 | 5.8007 | 2.4618 | 2.497 | 2.497 | 2.6949 | 2.9499 | 2.9499
2025-08-10 08:00 | 2.4122 | 2.6264 | 4.0493 | 5.4152 | 5.4152 | 5.4152 | 2.5763 | 2.6131 | 2.6131 | 2.8202 | 3.0871 | 3.0871
2025-08-10 09:00 | 2.271 | 2.4726 | 3.8123 | 5.0981 | 5.0981 | 5.0981 | 2.1565 | 2.1873 | 2.1873 | 2.3606 | 2.584 | 2.584
2025-08-10 10:00 | 2.2672 | 2.4685 | 3.8059 | 5.0896 | 5.0896 | 5.0896 | 2.0344 | 2.0634 | 2.0634 | 2.2269 | 2.4376 | 2.4376
2025-08-10 11:00 | 1.9542 | 2.1277 | 3.2805 | 4.387 | 4.387 | 4.387 | 1.5038 | 1.5253 | 1.5253 | 1.6462 | 1.8019 | 1.8019
2025-08-10 12:00 | 2.313 | 2.5183 | 3.8827 | 5.1924 | 5.1924 | 5.1924 | 1.8511 | 1.8776 | 1.8776 | 2.0264 | 2.2181 | 2.2181
2025-08-10 13:00 | 1.7786 | 1.9365 | 2.9857 | 3.9928 | 3.9928 | 3.9928 | 1.8053 | 1.8311 | 1.8311 | 1.9762 | 2.1632 | 2.1632
2025-08-10 14:00 | 2.0038 | 2.1817 | 3.3638 | 4.4984 | 4.4984 | 4.4984 | 1.7939 | 1.8195 | 1.8195 | 1.9637 | 2.1495 | 2.1495
2025-08-10 15:00 | 1.9389 | 2.1111 | 3.2548 | 4.3527 | 4.3527 | 4.3527 | 1.8015 | 1.8273 | 1.8273 | 1.9721 | 2.1587 | 2.1587
2025-08-10 16:00 | 2.5611 | 2.7884 | 4.2992 | 5.7493 | 5.7493 | 5.7493 | 2.3779 | 2.4118 | 2.4118 | 2.6029 | 2.8493 | 2.8493
2025-08-10 17:00 | 3.1985 | 3.4824 | 5.3692 | 7.1802 | 7.1802 | 7.1802 | 2.9351 | 2.9771 | 2.9771 | 3.2129 | 3.517 | 3.517
2025-08-10 18:00 | 3.4656 | 3.7733 | 5.8177 | 7.78 | 7.78 | 7.78 | 3.0534 | 3.0971 | 3.0971 | 3.3425 | 3.6588 | 3.6588
2025-08-10 19:00 | 3.5649 | 3.8814 | 5.9843 | 8.0028 | 8.0028 | 8.0028 | 3.0229 | 3.0661 | 3.0661 | 3.309 | 3.6222 | 3.6222
2025-08-10 20:00 | 3.4427 | 3.7484 | 5.7793 | 7.7286 | 7.7286 | 7.7286 | 2.9008 | 2.9422 | 2.9422 | 3.1753 | 3.4758 | 3.4758
2025-08-10 21:00 | 3.126 | 3.4035 | 5.2475 | 7.0174 | 7.0174 | 7.0174 | 2.5229 | 2.5589 | 2.5589 | 2.7617 | 3.023 | 3.023
2025-08-10 22:00 | 2.8168 | 3.0669 | 4.7285 | 6.3234 | 6.3234 | 6.3234 | 2.4198 | 2.4544 | 2.4544 | 2.6489 | 2.8996 | 2.8996
2025-08-10 23:00 | 2.3702 | 2.5807 | 3.9788 | 5.3209 | 5.3209 | 5.3209 | 2.1794 | 2.2105 | 2.2105 | 2.3857 | 2.6114 | 2.6114
2025-08-11 | 1.9847 | 2.1609 | 3.3317 | 4.4555 | 4.4555 | 4.4555 | 2.0267 | 2.0557 | 2.0557 | 2.2186 | 2.4285 | 2.4285
2025-08-11 01:00 | 1.8397 | 2.003 | 3.0882 | 4.1299 | 4.1299 | 4.1299 | 1.9695 | 1.9976 | 1.9976 | 2.1559 | 2.3599 | 2.3599
2025-08-11 02:00 | 1.8359 | 1.9989 | 3.0818 | 4.1214 | 4.1214 | 4.1214 | 2.0305 | 2.0595 | 2.0595 | 2.2227 | 2.4331 | 2.4331
2025-08-11 03:00 | 1.8626 | 2.028 | 3.1267 | 4.1813 | 4.1813 | 4.1813 | 2.0802 | 2.1099 | 2.1099 | 2.2771 | 2.4925 | 2.4925
2025-08-11 04:00 | 1.9466 | 2.1194 | 3.2676 | 4.3698 | 4.3698 | 4.3698 | 2.4198 | 2.4544 | 2.4544 | 2.6489 | 2.8996 | 2.8996
2025-08-11 05:00 | 2.4695 | 2.6887 | 4.1454 | 5.5437 | 5.5437 | 5.5437 | 3.0687 | 3.1125 | 3.1125 | 3.3592 | 3.677 | 3.677
2025-08-11 06:00 | 3.4275 | 3.7318 | 5.7536 | 7.6943 | 7.6943 | 7.6943 | 3.542 | 3.5926 | 3.5926 | 3.8773 | 4.2442 | 4.2442
2025-08-11 07:00 | 3.7557 | 4.0892 | 6.3046 | 8.4312 | 8.4312 | 8.4312 | 4.1412 | 4.2004 | 4.2004 | 4.5332 | 4.9622 | 4.9622
2025-08-11 08:00 | 3.2786 | 3.5697 | 5.5037 | 7.3602 | 7.3602 | 7.3602 | 3.813 | 3.8675 | 3.8675 | 4.1739 | 4.5689 | 4.5689
2025-08-11 09:00 | 2.1374 | 2.3272 | 3.588 | 4.7982 | 4.7982 | 4.7982 | 3.1679 | 3.2132 | 3.2132 | 3.4678 | 3.796 | 3.796
2025-08-11 10:00 | 1.6565 | 1.8036 | 2.7807 | 3.7186 | 3.7186 | 3.7186 | 2.6069 | 2.6441 | 2.6441 | 2.8536 | 3.1237 | 3.1237
2025-08-11 11:00 | 1.2519 | 1.3631 | 2.1015 | 2.8104 | 2.8104 | 2.8104 | 2.2023 | 2.2338 | 2.2338 | 2.4107 | 2.6389 | 2.6389
2025-08-11 12:00 | 1.1527 | 1.255 | 1.935 | 2.5876 | 2.5876 | 2.5876 | 2.0954 | 2.1254 | 2.1254 | 2.2938 | 2.5108 | 2.5108
2025-08-11 13:00 | 1.7939 | 1.9532 | 3.0114 | 4.0271 | 4.0271 | 4.0271 | 2.5305 | 2.5667 | 2.5667 | 2.7701 | 3.0322 | 3.0322
2025-08-11 14:00 | 2.0802 | 2.2648 | 3.4919 | 4.6697 | 4.6697 | 4.6697 | 2.9466 | 2.9887 | 2.9887 | 3.2255 | 3.5307 | 3.5307
2025-08-11 15:00 | 2.1794 | 2.3729 | 3.6585 | 4.8925 | 4.8925 | 4.8925 | 2.9466 | 2.9887 | 2.9887 | 3.2255 | 3.5307 | 3.5307
2025-08-11 16:00 | 2.4046 | 2.6181 | 4.0365 | 5.398 | 5.398 | 5.398 | 2.8855 | 2.9267 | 2.9267 | 3.1586 | 3.4575 | 3.4575
2025-08-11 17:00 | 3.4809 | 3.79 | 5.8433 | 7.8143 | 7.8143 | 7.8143 | 3.4389 | 3.4881 | 3.4881 | 3.7644 | 4.1207 | 4.1207
2025-08-11 18:00 | 3.7977 | 4.1349 | 6.3751 | 8.5255 | 8.5255 | 8.5255 | 3.4962 | 3.5461 | 3.5461 | 3.8271 | 4.1893 | 4.1893
2025-08-11 19:00 | 3.8397 | 4.1806 | 6.4456 | 8.6197 | 8.6197 | 8.6197 | 3.3931 | 3.4416 | 3.4416 | 3.7143 | 4.0658 | 4.0658
2025-08-11 20:00 | 3.5992 | 3.9188 | 6.0419 | 8.0799 | 8.0799 | 8.0799 | 3.2519 | 3.2984 | 3.2984 | 3.5597 | 3.8966 | 3.8966
2025-08-11 21:00 | 3.2863 | 3.578 | 5.5166 | 7.3773 | 7.3773 | 7.3773 | 2.9885 | 3.0312 | 3.0312 | 3.2714 | 3.581 | 3.581
2025-08-11 22:00 | 2.8779 | 3.1334 | 4.831 | 6.4605 | 6.4605 | 6.4605 | 2.7099 | 2.7486 | 2.7486 | 2.9664 | 3.2471 | 3.2471
2025-08-11 23:00 | 2.4351 | 2.6513 | 4.0878 | 5.4666 | 5.4666 | 5.4666 | 2.4542 | 2.4893 | 2.4893 | 2.6865 | 2.9407 | 2.9407
2025-08-12 | 2.0496 | 2.2316 | 3.4406 | 4.6012 | 4.6012 | 4.6012 | 2.2405 | 2.2725 | 2.2725 | 2.4525 | 2.6846 | 2.6846
2025-08-12 01:00 | 1.8664 | 2.0321 | 3.1331 | 4.1899 | 4.1899 | 4.1899 | 2.2405 | 2.2725 | 2.2725 | 2.4525 | 2.6846 | 2.6846
2025-08-12 02:00 | 1.8817 | 2.0487 | 3.1587 | 4.2242 | 4.2242 | 4.2242 | 2.2214 | 2.2531 | 2.2531 | 2.4316 | 2.6617 | 2.6617
2025-08-12 03:00 | 1.9046 | 2.0737 | 3.1972 | 4.2756 | 4.2756 | 4.2756 | 2.4008 | 2.4351 | 2.4351 | 2.628 | 2.8767 | 2.8767
2025-08-12 04:00 | 2.1183 | 2.3064 | 3.556 | 4.7554 | 4.7554 | 4.7554 | 2.6221 | 2.6596 | 2.6596 | 2.8703 | 3.142 | 3.142
2025-08-12 05:00 | 2.7595 | 3.0045 | 4.6324 | 6.1949 | 6.1949 | 6.1949 | 3.2328 | 3.279 | 3.279 | 3.5388 | 3.8737 | 3.8737
2025-08-12 06:00 | 3.7824 | 4.1182 | 6.3495 | 8.4912 | 8.4912 | 8.4912 | 3.8855 | 3.941 | 3.941 | 4.2533 | 4.6558 | 4.6558
2025-08-12 07:00 | 3.9198 | 4.2679 | 6.5801 | 8.7996 | 8.7996 | 8.7996 | 4.4924 | 4.5566 | 4.5566 | 4.9176 | 5.3829 | 5.3829
2025-08-12 08:00 | 3.4389 | 3.7442 | 5.7728 | 7.72 | 7.72 | 7.72 | 4.5687 | 4.634 | 4.634 | 5.0012 | 5.4744 | 5.4744
2025-08-12 09:00 | 2.416 | 2.6305 | 4.0557 | 5.4237 | 5.4237 | 5.4237 | 3.5305 | 3.581 | 3.581 | 3.8647 | 4.2304 | 4.2304
2025-08-12 10:00 | 1.7481 | 1.9033 | 2.9345 | 3.9243 | 3.9243 | 3.9243 | 2.8282 | 2.8687 | 2.8687 | 3.096 | 3.3889 | 3.3889
2025-08-12 11:00 | 1.3473 | 1.4669 | 2.2617 | 3.0246 | 3.0246 | 3.0246 | 2.2328 | 2.2647 | 2.2647 | 2.4442 | 2.6755 | 2.6755
2025-08-12 12:00 | 1.2366 | 1.3464 | 2.0759 | 2.7761 | 2.7761 | 2.7761 | 1.8282 | 1.8544 | 1.8544 | 2.0013 | 2.1907 | 2.1907
2025-08-12 13:00 | 1.0229 | 1.1137 | 1.7171 | 2.2963 | 2.2963 | 2.2963 | 1.7863 | 1.8118 | 1.8118 | 1.9553 | 2.1404 | 2.1404
2025-08-12 14:00 | 1.1221 | 1.2218 | 1.8837 | 2.5191 | 2.5191 | 2.5191 | 1.855 | 1.8815 | 1.8815 | 2.0305 | 2.2227 | 2.2227
2025-08-12 15:00 | 1.6069 | 1.7495 | 2.6974 | 3.6073 | 3.6073 | 3.6073 | 2.145 | 2.1757 | 2.1757 | 2.3481 | 2.5703 | 2.5703
2025-08-12 16:00 | 2.2176 | 2.4144 | 3.7226 | 4.9782 | 4.9782 | 4.9782 | 2.8359 | 2.8764 | 2.8764 | 3.1043 | 3.3981 | 3.3981
2025-08-12 17:00 | 3.4885 | 3.7983 | 5.8561 | 7.8314 | 7.8314 | 7.8314 | 3.2748 | 3.3216 | 3.3216 | 3.5848 | 3.924 | 3.924
2025-08-12 18:00 | 3.7481 | 4.0808 | 6.2918 | 8.4141 | 8.4141 | 8.4141 | 3.458 | 3.5074 | 3.5074 | 3.7853 | 4.1435 | 4.1435
2025-08-12 19:00 | 3.6985 | 4.0268 | 6.2085 | 8.3027 | 8.3027 | 8.3027 | 3.4313 | 3.4803 | 3.4803 | 3.7561 | 4.1115 | 4.1115
2025-08-12 20:00 | 3.6298 | 3.952 | 6.0932 | 8.1485 | 8.1485 | 8.1485 | 3.2786 | 3.3255 | 3.3255 | 3.589 | 3.9286 | 3.9286
2025-08-12 21:00 | 3.3435 | 3.6403 | 5.6127 | 7.5058 | 7.5058 | 7.5058 | 3.0115 | 3.0545 | 3.0545 | 3.2965 | 3.6084 | 3.6084
2025-08-12 22:00 | 2.9656 | 3.2289 | 4.9784 | 6.6576 | 6.6576 | 6.6576 | 2.6374 | 2.6751 | 2.6751 | 2.8871 | 3.1602 | 3.1602
2025-08-12 23:00 | 2.4542 | 2.6721 | 4.1198 | 5.5094 | 5.5094 | 5.5094 | 2.4084 | 2.4428 | 2.4428 | 2.6364 | 2.8858 | 2.8858
2025-08-13 | 2.0992 | 2.2856 | 3.5239 | 4.7126 | 4.7126 | 4.7126 | 2.1641 | 2.195 | 2.195 | 2.369 | 2.5931 | 2.5931
2025-08-13 01:00 | 1.9313 | 2.1028 | 3.242 | 4.3356 | 4.3356 | 4.3356 | 2.1565 | 2.1873 | 2.1873 | 2.3606 | 2.584 | 2.584
2025-08-13 02:00 | 1.8969 | 2.0654 | 3.1844 | 4.2584 | 4.2584 | 4.2584 | 2.0992 | 2.1292 | 2.1292 | 2.2979 | 2.5154 | 2.5154
2025-08-13 03:00 | 1.8473 | 2.0113 | 3.1011 | 4.1471 | 4.1471 | 4.1471 | 2.2748 | 2.3073 | 2.3073 | 2.4901 | 2.7258 | 2.7258
2025-08-13 04:00 | 1.9618 | 2.136 | 3.2933 | 4.4041 | 4.4041 | 4.4041 | 2.3855 | 2.4196 | 2.4196 | 2.6113 | 2.8584 | 2.8584
2025-08-13 05:00 | 2.4275 | 2.643 | 4.075 | 5.4494 | 5.4494 | 5.4494 | 2.9389 | 2.9809 | 2.9809 | 3.2171 | 3.5215 | 3.5215
2025-08-13 06:00 | 3.4084 | 3.711 | 5.7216 | 7.6515 | 7.6515 | 7.6515 | 3.5344 | 3.5848 | 3.5848 | 3.8689 | 4.235 | 4.235
2025-08-13 07:00 | 3.8969 | 4.2429 | 6.5417 | 8.7482 | 8.7482 | 8.7482 | 4.1565 | 4.2159 | 4.2159 | 4.5499 | 4.9805 | 4.9805
2025-08-13 08:00 | 3.5763 | 3.8938 | 6.0035 | 8.0285 | 8.0285 | 8.0285 | 3.584 | 3.6352 | 3.6352 | 3.9232 | 4.2945 | 4.2945
2025-08-13 09:00 | 2.6298 | 2.8632 | 4.4145 | 5.9036 | 5.9036 | 5.9036 | 2.9389 | 2.9809 | 2.9809 | 3.2171 | 3.5215 | 3.5215
2025-08-13 10:00 | 2.6298 | 2.8632 | 4.4145 | 5.9036 | 5.9036 | 5.9036 | 2.2977 | 2.3305 | 2.3305 | 2.5152 | 2.7532 | 2.7532
2025-08-13 11:00 | 2.084 | 2.269 | 3.4983 | 4.6783 | 4.6783 | 4.6783 | 2.0076 | 2.0363 | 2.0363 | 2.1977 | 2.4056 | 2.4056
2025-08-13 12:00 | 2.1832 | 2.377 | 3.6649 | 4.9011 | 4.9011 | 4.9011 | 2.126 | 2.1563 | 2.1563 | 2.3272 | 2.5474 | 2.5474
2025-08-13 13:00 | 2.2977 | 2.5017 | 3.8571 | 5.1581 | 5.1581 | 5.1581 | 2.3855 | 2.4196 | 2.4196 | 2.6113 | 2.8584 | 2.8584
2025-08-13 14:00 | 2.1107 | 2.2981 | 3.5432 | 4.7383 | 4.7383 | 4.7383 | 2.5992 | 2.6364 | 2.6364 | 2.8453 | 3.1145 | 3.1145
2025-08-13 15:00 | 2.1718 | 2.3646 | 3.6457 | 4.8754 | 4.8754 | 4.8754 | 2.3244 | 2.3576 | 2.3576 | 2.5444 | 2.7852 | 2.7852
2025-08-13 16:00 | 2.8053 | 3.0544 | 4.7093 | 6.2977 | 6.2977 | 6.2977 | 3.2176 | 3.2635 | 3.2635 | 3.5221 | 3.8554 | 3.8554
2025-08-13 17:00 | 3.6565 | 3.9811 | 6.1381 | 8.2084 | 8.2084 | 8.2084 | 3.5458 | 3.5965 | 3.5965 | 3.8814 | 4.2487 | 4.2487
2025-08-13 18:00 | 3.8244 | 4.164 | 6.42 | 8.5854 | 8.5854 | 8.5854 | 3.5954 | 3.6468 | 3.6468 | 3.9357 | 4.3082 | 4.3082
2025-08-13 19:00 | 3.5916 | 3.9105 | 6.0291 | 8.0628 | 8.0628 | 8.0628 | 3.3359 | 3.3835 | 3.3835 | 3.6516 | 3.9972 | 3.9972
2025-08-13 20:00 | 3.5267 | 3.8398 | 5.9202 | 7.9171 | 7.9171 | 7.9171 | 3.0305 | 3.0738 | 3.0738 | 3.3174 | 3.6313 | 3.6313
2025-08-13 21:00 | 3.1756 | 3.4575 | 5.3308 | 7.1288 | 7.1288 | 7.1288 | 2.8626 | 2.9035 | 2.9035 | 3.1336 | 3.4301 | 3.4301
2025-08-13 22:00 | 2.7519 | 2.9962 | 4.6196 | 6.1777 | 6.1777 | 6.1777 | 2.5229 | 2.5589 | 2.5589 | 2.7617 | 3.023 | 3.023
2025-08-13 23:00 | 2.2786 | 2.4809 | 3.8251 | 5.1153 | 5.1153 | 5.1153 | 2.1565 | 2.1873 | 2.1873 | 2.3606 | 2.584 | 2.584
2025-08-14 | 1.9237 | 2.0944 | 3.2292 | 4.3184 | 4.3184 | 4.3184 | 1.874 | 1.9008 | 1.9008 | 2.0514 | 2.2456 | 2.2456
2025-08-14 01:00 | 1.7901 | 1.949 | 3.005 | 4.0185 | 4.0185 | 4.0185 | 1.8435 | 1.8699 | 1.8699 | 2.018 | 2.209 | 2.209
2025-08-14 02:00 | 1.7481 | 1.9033 | 2.9345 | 3.9243 | 3.9243 | 3.9243 | 1.7824 | 1.8079 | 1.8079 | 1.9512 | 2.1358 | 2.1358
2025-08-14 03:00 | 1.7252 | 1.8784 | 2.896 | 3.8729 | 3.8729 | 3.8729 | 1.9313 | 1.9589 | 1.9589 | 2.1141 | 2.3142 | 2.3142
2025-08-14 04:00 | 1.813 | 1.9739 | 3.0434 | 4.0699 | 4.0699 | 4.0699 | 2.1794 | 2.2105 | 2.2105 | 2.3857 | 2.6114 | 2.6114
2025-08-14 05:00 | 2.4122 | 2.6264 | 4.0493 | 5.4152 | 5.4152 | 5.4152 | 2.7901 | 2.8299 | 2.8299 | 3.0542 | 3.3432 | 3.3432
2025-08-14 06:00 | 3.2901 | 3.5822 | 5.523 | 7.3859 | 7.3859 | 7.3859 | 3.4466 | 3.4958 | 3.4958 | 3.7728 | 4.1298 | 4.1298
2025-08-14 07:00 | 3.4504 | 3.7567 | 5.7921 | 7.7457 | 7.7457 | 7.7457 | 3.874 | 3.9294 | 3.9294 | 4.2407 | 4.642 | 4.642
2025-08-14 08:00 | 3.0153 | 3.283 | 5.0617 | 6.769 | 6.769 | 6.769 | 3.584 | 3.6352 | 3.6352 | 3.9232 | 4.2945 | 4.2945
2025-08-14 09:00 | 2.0344 | 2.215 | 3.415 | 4.5669 | 4.5669 | 4.5669 | 2.9389 | 2.9809 | 2.9809 | 3.2171 | 3.5215 | 3.5215
2025-08-14 10:00 | 1.5725 | 1.7121 | 2.6397 | 3.5301 | 3.5301 | 3.5301 | 2.2977 | 2.3305 | 2.3305 | 2.5152 | 2.7532 | 2.7532
2025-08-14 11:00 | 1.1908 | 1.2966 | 1.999 | 2.6733 | 2.6733 | 2.6733 | 2.0076 | 2.0363 | 2.0363 | 2.1977 | 2.4056 | 2.4056
2025-08-14 12:00 | 1.145 | 1.2467 | 1.9221 | 2.5705 | 2.5705 | 2.5705 | 2.126 | 2.1563 | 2.1563 | 2.3272 | 2.5474 | 2.5474
2025-08-14 13:00 | 1.0725 | 1.1677 | 1.8004 | 2.4077 | 2.4077 | 2.4077 | 2.3855 | 2.4196 | 2.4196 | 2.6113 | 2.8584 | 2.8584
2025-08-14 14:00 | 1.4962 | 1.629 | 2.5116 | 3.3588 | 3.3588 | 3.3588 | 2.5992 | 2.6364 | 2.6364 | 2.8453 | 3.1145 | 3.1145
2025-08-14 15:00 | 1.8626 | 2.028 | 3.1267 | 4.1813 | 4.1813 | 4.1813 | 2.3244 | 2.3576 | 2.3576 | 2.5444 | 2.7852 | 2.7852
2025-08-14 16:00 | 2.3588 | 2.5682 | 3.9596 | 5.2952 | 5.2952 | 5.2952 | 2.7023 | 2.7409 | 2.7409 | 2.9581 | 3.238 | 3.238
2025-08-14 17:00 | 3.1565 | 3.4367 | 5.2987 | 7.086 | 7.086 | 7.086 | 3.126 | 3.1706 | 3.1706 | 3.4218 | 3.7456 | 3.7456
2025-08-14 18:00 | 3.5 | 3.8107 | 5.8754 | 7.8571 | 7.8571 | 7.8571 | 3.3473 | 3.3952 | 3.3952 | 3.6642 | 4.0109 | 4.0109
2025-08-14 19:00 | 3.3702 | 3.6694 | 5.6575 | 7.5658 | 7.5658 | 7.5658 | 3.3053 | 3.3526 | 3.3526 | 3.6182 | 3.9606 | 3.9606
2025-08-14 20:00 | 3.3015 | 3.5946 | 5.5422 | 7.4116 | 7.4116 | 7.4116 | 3.0802 | 3.1242 | 3.1242 | 3.3717 | 3.6908 | 3.6908
2025-08-14 21:00 | 3.2214 | 3.5074 | 5.4076 | 7.2316 | 7.2316 | 7.2316 | 2.7214 | 2.7603 | 2.7603 | 2.979 | 3.2609 | 3.2609
2025-08-14 22:00 | 2.9275 | 3.1874 | 4.9143 | 6.5719 | 6.5719 | 6.5719 | 2.5382 | 2.5744 | 2.5744 | 2.7784 | 3.0413 | 3.0413
2025-08-14 23:00 | 2.4618 | 2.6804 | 4.1326 | 5.5266 | 5.5266 | 5.5266 | 2.3282 | 2.3615 | 2.3615 | 2.5486 | 2.7898 | 2.7898
2025-08-15 | 2.145 | 2.3355 | 3.6008 | 4.8154 | 4.8154 | 4.8154 | 2.0382 | 2.0673 | 2.0673 | 2.2311 | 2.4422 | 2.4422
2025-08-15 01:00 | 1.9046 | 2.0737 | 3.1972 | 4.2756 | 4.2756 | 4.2756 | 2.0153 | 2.0441 | 2.0441 | 2.206 | 2.4148 | 2.4148
2025-08-15 02:00 | 1.8817 | 2.0487 | 3.1587 | 4.2242 | 4.2242 | 4.2242 | 2.0611 | 2.0905 | 2.0905 | 2.2562 | 2.4697 | 2.4697
2025-08-15 03:00 | 1.9466 | 2.1194 | 3.2676 | 4.3698 | 4.3698 | 4.3698 | 2.1069 | 2.137 | 2.137 | 2.3063 | 2.5245 | 2.5245
2025-08-15 04:00 | 2.1641 | 2.3563 | 3.6329 | 4.8582 | 4.8582 | 4.8582 | 2.3702 | 2.4041 | 2.4041 | 2.5946 | 2.8401 | 2.8401
2025-08-15 05:00 | 2.6603 | 2.8965 | 4.4658 | 5.9721 | 5.9721 | 5.9721 | 3.1107 | 3.1551 | 3.1551 | 3.4051 | 3.7274 | 3.7274
2025-08-15 06:00 | 3.7023 | 4.031 | 6.2149 | 8.3113 | 8.3113 | 8.3113 | 3.7099 | 3.7629 | 3.7629 | 4.0611 | 4.4454 | 4.4454
2025-08-15 07:00 | 3.6641 | 3.9894 | 6.1509 | 8.2256 | 8.2256 | 8.2256 | 4.0458 | 4.1036 | 4.1036 | 4.4288 | 4.8478 | 4.8478
2025-08-15 08:00 | 3.3931 | 3.6944 | 5.696 | 7.6172 | 7.6172 | 7.6172 | 3.9008 | 3.9565 | 3.9565 | 4.27 | 4.6741 | 4.6741
2025-08-15 09:00 | 2.6145 | 2.8466 | 4.3889 | 5.8693 | 5.8693 | 5.8693 | 3.3779 | 3.4261 | 3.4261 | 3.6976 | 4.0475 | 4.0475
2025-08-15 10:00 | 1.9084 | 2.0778 | 3.2036 | 4.2841 | 4.2841 | 4.2841 | 2.626 | 2.6635 | 2.6635 | 2.8745 | 3.1465 | 3.1465
2025-08-15 11:00 | 1.8626 | 2.028 | 3.1267 | 4.1813 | 4.1813 | 4.1813 | 2.271 | 2.3034 | 2.3034 | 2.486 | 2.7212 | 2.7212
2025-08-15 12:00 | 1.8817 | 2.0487 | 3.1587 | 4.2242 | 4.2242 | 4.2242 | 2.2099 | 2.2415 | 2.2415 | 2.4191 | 2.648 | 2.648
2025-08-15 13:00 | 1.8779 | 2.0446 | 3.1523 | 4.2156 | 4.2156 | 4.2156 | 2.0534 | 2.0828 | 2.0828 | 2.2478 | 2.4605 | 2.4605
2025-08-15 14:00 | 1.9504 | 2.1235 | 3.2741 | 4.3784 | 4.3784 | 4.3784 | 2.3969 | 2.4312 | 2.4312 | 2.6238 | 2.8721 | 2.8721
2025-08-15 15:00 | 2.1069 | 2.2939 | 3.5367 | 4.7297 | 4.7297 | 4.7297 | 2.6298 | 2.6673 | 2.6673 | 2.8787 | 3.1511 | 3.1511
2025-08-15 16:00 | 2.7061 | 2.9464 | 4.5427 | 6.0749 | 6.0749 | 6.0749 | 3.1985 | 3.2442 | 3.2442 | 3.5012 | 3.8325 | 3.8325
2025-08-15 17:00 | 3.4389 | 3.7442 | 5.7728 | 7.72 | 7.72 | 7.72 | 3.4122 | 3.461 | 3.461 | 3.7352 | 4.0887 | 4.0887
2025-08-15 18:00 | 3.5725 | 3.8897 | 5.9971 | 8.0199 | 8.0199 | 8.0199 | 3.3702 | 3.4184 | 3.4184 | 3.6892 | 4.0383 | 4.0383
2025-08-15 19:00 | 3.2824 | 3.5739 | 5.5102 | 7.3687 | 7.3687 | 7.3687 | 3.1374 | 3.1822 | 3.1822 | 3.4344 | 3.7594 | 3.7594
2025-08-15 20:00 | 3.355 | 3.6528 | 5.6319 | 7.5315 | 7.5315 | 7.5315 | 3.0076 | 3.0506 | 3.0506 | 3.2923 | 3.6039 | 3.6039
2025-08-15 21:00 | 3.2519 | 3.5406 | 5.4589 | 7.3002 | 7.3002 | 7.3002 | 2.7519 | 2.7912 | 2.7912 | 3.0124 | 3.2975 | 3.2975
2025-08-15 22:00 | 2.9656 | 3.2289 | 4.9784 | 6.6576 | 6.6576 | 6.6576 | 2.4351 | 2.4699 | 2.4699 | 2.6656 | 2.9179 | 2.9179
2025-08-15 23:00 | 2.5687 | 2.7968 | 4.312 | 5.7665 | 5.7665 | 5.7665 | 2.1832 | 2.2144 | 2.2144 | 2.3899 | 2.616 | 2.616
2025-08-16 | 2.1107 | 2.2981 | 3.5432 | 4.7383 | 4.7383 | 4.7383 | 1.9847 | 2.0131 | 2.0131 | 2.1726 | 2.3782 | 2.3782
2025-08-16 01:00 | 1.874 | 2.0404 | 3.1459 | 4.207 | 4.207 | 4.207 | 1.8626 | 1.8892 | 1.8892 | 2.0389 | 2.2318 | 2.2318
2025-08-16 02:00 | 1.7824 | 1.9407 | 2.9921 | 4.0014 | 4.0014 | 4.0014 | 1.8168 | 1.8428 | 1.8428 | 1.9888 | 2.177 | 2.177
2025-08-16 03:00 | 1.6756 | 1.8243 | 2.8127 | 3.7615 | 3.7615 | 3.7615 | 1.7137 | 1.7382 | 1.7382 | 1.876 | 2.0535 | 2.0535
2025-08-16 04:00 | 1.7939 | 1.9532 | 3.0114 | 4.0271 | 4.0271 | 4.0271 | 1.7748 | 1.8002 | 1.8002 | 1.9428 | 2.1266 | 2.1266
2025-08-16 05:00 | 1.874 | 2.0404 | 3.1459 | 4.207 | 4.207 | 4.207 | 2.0038 | 2.0324 | 2.0324 | 2.1935 | 2.4011 | 2.4011
2025-08-16 06:00 | 2.313 | 2.5183 | 3.8827 | 5.1924 | 5.1924 | 5.1924 | 2.416 | 2.4505 | 2.4505 | 2.6447 | 2.895 | 2.895
2025-08-16 07:00 | 2.4351 | 2.6513 | 4.0878 | 5.4666 | 5.4666 | 5.4666 | 2.8092 | 2.8493 | 2.8493 | 3.0751 | 3.3661 | 3.3661
2025-08-16 08:00 | 2.4809 | 2.7012 | 4.1647 | 5.5694 | 5.5694 | 5.5694 | 2.8359 | 2.8764 | 2.8764 | 3.1043 | 3.3981 | 3.3981
2025-08-16 09:00 | 2.0992 | 2.2856 | 3.5239 | 4.7126 | 4.7126 | 4.7126 | 2.5802 | 2.617 | 2.617 | 2.8244 | 3.0916 | 3.0916
2025-08-16 10:00 | 2.1756 | 2.3687 | 3.6521 | 4.8839 | 4.8839 | 4.8839 | 2.0763 | 2.106 | 2.106 | 2.2729 | 2.488 | 2.488
2025-08-16 11:00 | 1.8969 | 2.0654 | 3.1844 | 4.2584 | 4.2584 | 4.2584 | 1.7557 | 1.7808 | 1.7808 | 1.9219 | 2.1038 | 2.1038
2025-08-16 12:00 | 2.084 | 2.269 | 3.4983 | 4.6783 | 4.6783 | 4.6783 | 1.6489 | 1.6724 | 1.6724 | 1.8049 | 1.9757 | 1.9757
2025-08-16 13:00 | 1.5649 | 1.7038 | 2.6269 | 3.513 | 3.513 | 3.513 | 1.3626 | 1.3821 | 1.3821 | 1.4916 | 1.6327 | 1.6327
2025-08-16 14:00 | 2.145 | 2.3355 | 3.6008 | 4.8154 | 4.8154 | 4.8154 | 2.1412 | 2.1718 | 2.1718 | 2.3439 | 2.5657 | 2.5657
2025-08-16 15:00 | 2.1794 | 2.3729 | 3.6585 | 4.8925 | 4.8925 | 4.8925 | 2.1489 | 2.1796 | 2.1796 | 2.3523 | 2.5748 | 2.5748
2025-08-16 16:00 | 2.3664 | 2.5765 | 3.9724 | 5.3123 | 5.3123 | 5.3123 | 2.5725 | 2.6093 | 2.6093 | 2.816 | 3.0825 | 3.0825
2025-08-16 17:00 | 3.5382 | 3.8523 | 5.9394 | 7.9428 | 7.9428 | 7.9428 | 3.0878 | 3.1319 | 3.1319 | 3.3801 | 3.6999 | 3.6999
2025-08-16 18:00 | 3.5802 | 3.898 | 6.0099 | 8.0371 | 8.0371 | 8.0371 | 3.1107 | 3.1551 | 3.1551 | 3.4051 | 3.7274 | 3.7274
2025-08-16 19:00 | 3.5687 | 3.8855 | 5.9907 | 8.0114 | 8.0114 | 8.0114 | 2.9847 | 3.0274 | 3.0274 | 3.2673 | 3.5764 | 3.5764
2025-08-16 20:00 | 3.4885 | 3.7983 | 5.8561 | 7.8314 | 7.8314 | 7.8314 | 2.9198 | 2.9616 | 2.9616 | 3.1962 | 3.4987 | 3.4987
2025-08-16 21:00 | 3.1908 | 3.4741 | 5.3564 | 7.1631 | 7.1631 | 7.1631 | 2.7137 | 2.7525 | 2.7525 | 2.9706 | 3.2517 | 3.2517
2025-08-16 22:00 | 2.9122 | 3.1708 | 4.8887 | 6.5376 | 6.5376 | 6.5376 | 2.4733 | 2.5086 | 2.5086 | 2.7074 | 2.9636 | 2.9636
2025-08-16 23:00 | 2.6565 | 2.8923 | 4.4594 | 5.9635 | 5.9635 | 5.9635 | 2.4351 | 2.4699 | 2.4699 | 2.6656 | 2.9179 | 2.9179
2025-08-17 | 2.3817 | 2.5931 | 3.9981 | 5.3466 | 5.3466 | 5.3466 | 2.271 | 2.3034 | 2.3034 | 2.486 | 2.7212 | 2.7212
2025-08-17 01:00 | 2.145 | 2.3355 | 3.6008 | 4.8154 | 4.8154 | 4.8154 | 2.1298 | 2.1602 | 2.1602 | 2.3314 | 2.552 | 2.552
2025-08-17 02:00 | 2.0382 | 2.2191 | 3.4214 | 4.5755 | 4.5755 | 4.5755 | 2.0534 | 2.0828 | 2.0828 | 2.2478 | 2.4605 | 2.4605
2025-08-17 03:00 | 1.958 | 2.1318 | 3.2869 | 4.3955 | 4.3955 | 4.3955 | 2.1527 | 2.1834 | 2.1834 | 2.3564 | 2.5794 | 2.5794
2025-08-17 04:00 | 1.9924 | 2.1692 | 3.3445 | 4.4727 | 4.4727 | 4.4727 | 2.1908 | 2.2221 | 2.2221 | 2.3982 | 2.6252 | 2.6252
2025-08-17 05:00 | 2.3473 | 2.5557 | 3.9404 | 5.2695 | 5.2695 | 5.2695 | 2.3969 | 2.4312 | 2.4312 | 2.6238 | 2.8721 | 2.8721
2025-08-17 06:00 | 2.687 | 2.9256 | 4.5106 | 6.0321 | 6.0321 | 6.0321 | 2.8092 | 2.8493 | 2.8493 | 3.0751 | 3.3661 | 3.3661
2025-08-17 07:00 | 2.9733 | 3.2373 | 4.9912 | 6.6747 | 6.6747 | 6.6747 | 3.0191 | 3.0622 | 3.0622 | 3.3049 | 3.6176 | 3.6176
2025-08-17 08:00 | 2.8702 | 3.125 | 4.8182 | 6.4434 | 6.4434 | 6.4434 | 3.1489 | 3.1938 | 3.1938 | 3.4469 | 3.7731 | 3.7731
2025-08-17 09:00 | 2.6031 | 2.8342 | 4.3697 | 5.8436 | 5.8436 | 5.8436 | 2.6221 | 2.6596 | 2.6596 | 2.8703 | 3.142 | 3.142
2025-08-17 10:00 | 2.5725 | 2.8009 | 4.3184 | 5.775 | 5.775 | 5.775 | 1.9427 | 1.9705 | 1.9705 | 2.1266 | 2.3279 | 2.3279
2025-08-17 11:00 | 1.7214 | 1.8742 | 2.8896 | 3.8643 | 3.8643 | 3.8643 | 1.5878 | 1.6105 | 1.6105 | 1.7381 | 1.9026 | 1.9026
2025-08-17 12:00 | 1.3168 | 1.4337 | 2.2105 | 2.9561 | 2.9561 | 2.9561 | 1.3244 | 1.3434 | 1.3434 | 1.4498 | 1.587 | 1.587
2025-08-17 13:00 | 1.3473 | 1.4669 | 2.2617 | 3.0246 | 3.0246 | 3.0246 | 1.3626 | 1.3821 | 1.3821 | 1.4916 | 1.6327 | 1.6327
2025-08-17 14:00 | 1.458 | 1.5875 | 2.4475 | 3.2731 | 3.2731 | 3.2731 | 1.3015 | 1.3201 | 1.3201 | 1.4247 | 1.5595 | 1.5595
2025-08-17 15:00 | 1.9733 | 2.1485 | 3.3125 | 4.4298 | 4.4298 | 4.4298 | 2.1412 | 2.1718 | 2.1718 | 2.3439 | 2.5657 | 2.5657
2025-08-17 16:00 | 2.9351 | 3.1957 | 4.9271 | 6.589 | 6.589 | 6.589 | 2.7519 | 2.7912 | 2.7912 | 3.0124 | 3.2975 | 3.2975
2025-08-17 17:00 | 3.6832 | 4.0102 | 6.1829 | 8.2684 | 8.2684 | 8.2684 | 3.2061 | 3.2519 | 3.2519 | 3.5096 | 3.8417 | 3.8417
2025-08-17 18:00 | 3.8435 | 4.1847 | 6.452 | 8.6283 | 8.6283 | 8.6283 | 3.2137 | 3.2597 | 3.2597 | 3.5179 | 3.8508 | 3.8508
2025-08-17 19:00 | 3.8817 | 4.2263 | 6.5161 | 8.714 | 8.714 | 8.714 | 3.1069 | 3.1513 | 3.1513 | 3.401 | 3.7228 | 3.7228
2025-08-17 20:00 | 3.8969 | 4.2429 | 6.5417 | 8.7482 | 8.7482 | 8.7482 | 3.1908 | 3.2364 | 3.2364 | 3.4929 | 3.8234 | 3.8234
2025-08-17 21:00 | 3.5954 | 3.9146 | 6.0355 | 8.0713 | 8.0713 | 8.0713 | 2.916 | 2.9577 | 2.9577 | 3.192 | 3.4941 | 3.4941
2025-08-17 22:00 | 3.3435 | 3.6403 | 5.6127 | 7.5058 | 7.5058 | 7.5058 | 2.6794 | 2.7177 | 2.7177 | 2.933 | 3.2106 | 3.2106
2025-08-17 23:00 | 2.7557 | 3.0004 | 4.626 | 6.1863 | 6.1863 | 6.1863 | 2.5115 | 2.5473 | 2.5473 | 2.7492 | 3.0093 | 3.0093
2025-08-18 | 2.2901 | 2.4934 | 3.8443 | 5.141 | 5.141 | 5.141 | 2.2443 | 2.2763 | 2.2763 | 2.4567 | 2.6892 | 2.6892
2025-08-18 01:00 | 2.042 | 2.2233 | 3.4278 | 4.584 | 4.584 | 4.584 | 2.2214 | 2.2531 | 2.2531 | 2.4316 | 2.6617 | 2.6617
2025-08-18 02:00 | 2.0573 | 2.2399 | 3.4535 | 4.6183 | 4.6183 | 4.6183 | 2.2519 | 2.2841 | 2.2841 | 2.4651 | 2.6983 | 2.6983
2025-08-18 03:00 | 2.042 | 2.2233 | 3.4278 | 4.584 | 4.584 | 4.584 | 2.4313 | 2.466 | 2.466 | 2.6614 | 2.9133 | 2.9133
2025-08-18 04:00 | 2.2672 | 2.4685 | 3.8059 | 5.0896 | 5.0896 | 5.0896 | 2.6641 | 2.7022 | 2.7022 | 2.9163 | 3.1923 | 3.1923
2025-08-18 05:00 | 2.7977 | 3.0461 | 4.6964 | 6.2806 | 6.2806 | 6.2806 | 3.3053 | 3.3526 | 3.3526 | 3.6182 | 3.9606 | 3.9606
2025-08-18 06:00 | 3.8359 | 4.1764 | 6.4392 | 8.6111 | 8.6111 | 8.6111 | 4.0878 | 4.1462 | 4.1462 | 4.4747 | 4.8982 | 4.8982
2025-08-18 07:00 | 3.9771 | 4.3302 | 6.6763 | 8.9282 | 8.9282 | 8.9282 | 4.626 | 4.692 | 4.692 | 5.0638 | 5.543 | 5.543
2025-08-18 08:00 | 3.6603 | 3.9853 | 6.1445 | 8.217 | 8.217 | 8.217 | 4.4122 | 4.4753 | 4.4753 | 4.8299 | 5.2869 | 5.2869
2025-08-18 09:00 | 2.5458 | 2.7718 | 4.2736 | 5.7151 | 5.7151 | 5.7151 | 3.6718 | 3.7242 | 3.7242 | 4.0193 | 4.3996 | 4.3996
2025-08-18 10:00 | 1.9313 | 2.1028 | 3.242 | 4.3356 | 4.3356 | 4.3356 | 2.9122 | 2.9538 | 2.9538 | 3.1879 | 3.4895 | 3.4895
2025-08-18 11:00 | 1.374 | 1.496 | 2.3066 | 3.0846 | 3.0846 | 3.0846 | 2.2977 | 2.3305 | 2.3305 | 2.5152 | 2.7532 | 2.7532
2025-08-18 12:00 | 1.2405 | 1.3506 | 2.0823 | 2.7847 | 2.7847 | 2.7847 | 1.9542 | 1.9821 | 1.9821 | 2.1392 | 2.3416 | 2.3416
2025-08-18 13:00 | 1.1489 | 1.2509 | 1.9286 | 2.5791 | 2.5791 | 2.5791 | 2 | 2.0286 | 2.0286 | 2.1893 | 2.3965 | 2.3965
2025-08-18 14:00 | 1.3931 | 1.5168 | 2.3386 | 3.1274 | 3.1274 | 3.1274 | 2.0496 | 2.0789 | 2.0789 | 2.2436 | 2.4559 | 2.4559
2025-08-18 15:00 | 1.7443 | 1.8991 | 2.9281 | 3.9157 | 3.9157 | 3.9157 | 2.4618 | 2.497 | 2.497 | 2.6949 | 2.9499 | 2.9499
2025-08-18 16:00 | 2.2481 | 2.4477 | 3.7738 | 5.0467 | 5.0467 | 5.0467 | 3.0763 | 3.1203 | 3.1203 | 3.3675 | 3.6862 | 3.6862
2025-08-18 17:00 | 3.7443 | 4.0767 | 6.2854 | 8.4055 | 8.4055 | 8.4055 | 3.4885 | 3.5384 | 3.5384 | 3.8188 | 4.1801 | 4.1801
2025-08-18 18:00 | 3.9962 | 4.351 | 6.7083 | 8.971 | 8.971 | 8.971 | 3.5382 | 3.5887 | 3.5887 | 3.8731 | 4.2396 | 4.2396
2025-08-18 19:00 | 3.9198 | 4.2679 | 6.5801 | 8.7996 | 8.7996 | 8.7996 | 3.3969 | 3.4455 | 3.4455 | 3.7185 | 4.0704 | 4.0704
2025-08-18 20:00 | 3.8817 | 4.2263 | 6.5161 | 8.714 | 8.714 | 8.714 | 3.3282 | 3.3758 | 3.3758 | 3.6433 | 3.988 | 3.988
2025-08-18 21:00 | 3.5305 | 3.844 | 5.9266 | 7.9257 | 7.9257 | 7.9257 | 3.0725 | 3.1164 | 3.1164 | 3.3634 | 3.6816 | 3.6816
2025-08-18 22:00 | 3.1603 | 3.4409 | 5.3051 | 7.0946 | 7.0946 | 7.0946 | 2.6756 | 2.7138 | 2.7138 | 2.9288 | 3.206 | 3.206
2025-08-18 23:00 | 2.6298 | 2.8632 | 4.4145 | 5.9036 | 5.9036 | 5.9036 | 2.4962 | 2.5318 | 2.5318 | 2.7325 | 2.991 | 2.991
2025-08-19 | 2.1412 | 2.3313 | 3.5944 | 4.8068 | 4.8068 | 4.8068 | 2.2634 | 2.2957 | 2.2957 | 2.4776 | 2.712 | 2.712
2025-08-19 01:00 | 1.9733 | 2.1485 | 3.3125 | 4.4298 | 4.4298 | 4.4298 | 2.187 | 2.2183 | 2.2183 | 2.394 | 2.6206 | 2.6206
2025-08-19 02:00 | 1.9962 | 2.1734 | 3.3509 | 4.4812 | 4.4812 | 4.4812 | 2.1718 | 2.2028 | 2.2028 | 2.3773 | 2.6023 | 2.6023
2025-08-19 03:00 | 1.9198 | 2.0903 | 3.2228 | 4.3099 | 4.3099 | 4.3099 | 2.3321 | 2.3654 | 2.3654 | 2.5528 | 2.7944 | 2.7944
2025-08-19 04:00 | 1.9885 | 2.1651 | 3.3381 | 4.4641 | 4.4641 | 4.4641 | 2.4351 | 2.4699 | 2.4699 | 2.6656 | 2.9179 | 2.9179
2025-08-19 05:00 | 2.687 | 2.9256 | 4.5106 | 6.0321 | 6.0321 | 6.0321 | 3.126 | 3.1706 | 3.1706 | 3.4218 | 3.7456 | 3.7456
2025-08-19 06:00 | 3.7061 | 4.0351 | 6.2213 | 8.3198 | 8.3198 | 8.3198 | 3.9122 | 3.9681 | 3.9681 | 4.2825 | 4.6878 | 4.6878
2025-08-19 07:00 | 3.813 | 4.1515 | 6.4007 | 8.5597 | 8.5597 | 8.5597 | 4.4389 | 4.5024 | 4.5024 | 4.8591 | 5.3189 | 5.3189
2025-08-19 08:00 | 3.4389 | 3.7442 | 5.7728 | 7.72 | 7.72 | 7.72 | 4.084 | 4.1423 | 4.1423 | 4.4705 | 4.8936 | 4.8936
2025-08-19 09:00 | 2.229 | 2.4269 | 3.7418 | 5.0039 | 5.0039 | 5.0039 | 3.1985 | 3.2442 | 3.2442 | 3.5012 | 3.8325 | 3.8325
2025-08-19 10:00 | 1.5802 | 1.7204 | 2.6526 | 3.5473 | 3.5473 | 3.5473 | 2.4695 | 2.5047 | 2.5047 | 2.7032 | 2.959 | 2.959
2025-08-19 11:00 | 1.4542 | 1.5833 | 2.4411 | 3.2645 | 3.2645 | 3.2645 | 2.2672 | 2.2996 | 2.2996 | 2.4818 | 2.7166 | 2.7166
2025-08-19 12:00 | 1.8435 | 2.0072 | 3.0947 | 4.1385 | 4.1385 | 4.1385 | 2.6336 | 2.6712 | 2.6712 | 2.8829 | 3.1557 | 3.1557
2025-08-19 13:00 | 1.7977 | 1.9573 | 3.0178 | 4.0357 | 4.0357 | 4.0357 | 2.6832 | 2.7215 | 2.7215 | 2.9372 | 3.2151 | 3.2151
2025-08-19 14:00 | 1.8244 | 1.9864 | 3.0626 | 4.0956 | 4.0956 | 4.0956 | 2.4656 | 2.5009 | 2.5009 | 2.699 | 2.9544 | 2.9544
2025-08-19 15:00 | 2.1832 | 2.377 | 3.6649 | 4.9011 | 4.9011 | 4.9011 | 2.8359 | 2.8764 | 2.8764 | 3.1043 | 3.3981 | 3.3981
2025-08-19 16:00 | 3.126 | 3.4035 | 5.2475 | 7.0174 | 7.0174 | 7.0174 | 3.1565 | 3.2016 | 3.2016 | 3.4553 | 3.7822 | 3.7822
2025-08-19 17:00 | 3.7901 | 4.1266 | 6.3623 | 8.5083 | 8.5083 | 8.5083 | 3.4351 | 3.4842 | 3.4842 | 3.7603 | 4.1161 | 4.1161
2025-08-19 18:00 | 3.874 | 4.218 | 6.5033 | 8.6968 | 8.6968 | 8.6968 | 3.5229 | 3.5732 | 3.5732 | 3.8564 | 4.2213 | 4.2213
2025-08-19 19:00 | 3.7099 | 4.0393 | 6.2278 | 8.3284 | 8.3284 | 8.3284 | 3.2786 | 3.3255 | 3.3255 | 3.589 | 3.9286 | 3.9286
2025-08-19 20:00 | 3.5534 | 3.8689 | 5.9651 | 7.9771 | 7.9771 | 7.9771 | 3.1756 | 3.2209 | 3.2209 | 3.4762 | 3.8051 | 3.8051
2025-08-19 21:00 | 3.2443 | 3.5323 | 5.4461 | 7.2831 | 7.2831 | 7.2831 | 2.7977 | 2.8377 | 2.8377 | 3.0625 | 3.3523 | 3.3523
2025-08-19 22:00 | 2.8893 | 3.1458 | 4.8502 | 6.4862 | 6.4862 | 6.4862 | 2.5954 | 2.6325 | 2.6325 | 2.8411 | 3.1099 | 3.1099
2025-08-19 23:00 | 2.3244 | 2.5308 | 3.902 | 5.2181 | 5.2181 | 5.2181 | 2.2443 | 2.2763 | 2.2763 | 2.4567 | 2.6892 | 2.6892
2025-08-20 | 1.9542 | 2.1277 | 3.2805 | 4.387 | 4.387 | 4.387 | 1.8931 | 1.9202 | 1.9202 | 2.0723 | 2.2684 | 2.2684
2025-08-20 01:00 | 1.7519 | 1.9074 | 2.9409 | 3.9328 | 3.9328 | 3.9328 | 1.9122 | 1.9395 | 1.9395 | 2.0932 | 2.2913 | 2.2913
2025-08-20 02:00 | 1.7634 | 1.9199 | 2.9601 | 3.9586 | 3.9586 | 3.9586 | 1.8817 | 1.9086 | 1.9086 | 2.0598 | 2.2547 | 2.2547
2025-08-20 03:00 | 1.7405 | 1.895 | 2.9217 | 3.9071 | 3.9071 | 3.9071 | 1.9924 | 2.0208 | 2.0208 | 2.181 | 2.3873 | 2.3873
2025-08-20 04:00 | 1.855 | 2.0196 | 3.1139 | 4.1642 | 4.1642 | 4.1642 | 2.1794 | 2.2105 | 2.2105 | 2.3857 | 2.6114 | 2.6114
2025-08-20 05:00 | 2.4542 | 2.6721 | 4.1198 | 5.5094 | 5.5094 | 5.5094 | 2.7557 | 2.7951 | 2.7951 | 3.0166 | 3.302 | 3.302
2025-08-20 06:00 | 3.2824 | 3.5739 | 5.5102 | 7.3687 | 7.3687 | 7.3687 | 3.3626 | 3.4106 | 3.4106 | 3.6809 | 4.0292 | 4.0292
2025-08-20 07:00 | 3.4809 | 3.79 | 5.8433 | 7.8143 | 7.8143 | 7.8143 | 4.0649 | 4.123 | 4.123 | 4.4497 | 4.8707 | 4.8707
2025-08-20 08:00 | 3.0763 | 3.3495 | 5.1642 | 6.906 | 6.906 | 6.906 | 3.6412 | 3.6932 | 3.6932 | 3.9859 | 4.3631 | 4.3631
2025-08-20 09:00 | 2.3969 | 2.6097 | 4.0237 | 5.3809 | 5.3809 | 5.3809 | 3.3511 | 3.399 | 3.399 | 3.6684 | 4.0155 | 4.0155
2025-08-20 10:00 | 2.3435 | 2.5516 | 3.934 | 5.2609 | 5.2609 | 5.2609 | 3.2405 | 3.2868 | 3.2868 | 3.5472 | 3.8829 | 3.8829
2025-08-20 11:00 | 1.8893 | 2.057 | 3.1715 | 4.2413 | 4.2413 | 4.2413 | 3.0344 | 3.0777 | 3.0777 | 3.3216 | 3.6359 | 3.6359
2025-08-20 12:00 | 2.3206 | 2.5266 | 3.8956 | 5.2095 | 5.2095 | 5.2095 | 2.9046 | 2.9461 | 2.9461 | 3.1795 | 3.4804 | 3.4804
2025-08-20 13:00 | 2.145 | 2.3355 | 3.6008 | 4.8154 | 4.8154 | 4.8154 | 2.7214 | 2.7603 | 2.7603 | 2.979 | 3.2609 | 3.2609
2025-08-20 14:00 | 2.1489 | 2.3396 | 3.6072 | 4.824 | 4.824 | 4.824 | 2.645 | 2.6828 | 2.6828 | 2.8954 | 3.1694 | 3.1694
2025-08-20 15:00 | 2.3817 | 2.5931 | 3.9981 | 5.3466 | 5.3466 | 5.3466 | 3.0534 | 3.0971 | 3.0971 | 3.3425 | 3.6588 | 3.6588
2025-08-20 16:00 | 2.7595 | 3.0045 | 4.6324 | 6.1949 | 6.1949 | 6.1949 | 3.4008 | 3.4494 | 3.4494 | 3.7227 | 4.0749 | 4.0749
2025-08-20 17:00 | 3.4847 | 3.7941 | 5.8497 | 7.8229 | 7.8229 | 7.8229 | 3.5878 | 3.639 | 3.639 | 3.9274 | 4.299 | 4.299
2025-08-20 18:00 | 3.7901 | 4.1266 | 6.3623 | 8.5083 | 8.5083 | 8.5083 | 3.6641 | 3.7165 | 3.7165 | 4.011 | 4.3905 | 4.3905
2025-08-20 19:00 | 3.8969 | 4.2429 | 6.5417 | 8.7482 | 8.7482 | 8.7482 | 3.4809 | 3.5307 | 3.5307 | 3.8104 | 4.171 | 4.171
2025-08-20 20:00 | 3.5534 | 3.8689 | 5.9651 | 7.9771 | 7.9771 | 7.9771 | 3.1679 | 3.2132 | 3.2132 | 3.4678 | 3.796 | 3.796
2025-08-20 21:00 | 3.0267 | 3.2954 | 5.0809 | 6.7947 | 6.7947 | 6.7947 | 2.8473 | 2.888 | 2.888 | 3.1168 | 3.4118 | 3.4118
2025-08-20 22:00 | 2.7443 | 2.9879 | 4.6067 | 6.1606 | 6.1606 | 6.1606 | 2.4008 | 2.4351 | 2.4351 | 2.628 | 2.8767 | 2.8767
2025-08-20 23:00 | 2.2099 | 2.4061 | 3.7097 | 4.961 | 4.961 | 4.961 | 2.2061 | 2.2376 | 2.2376 | 2.4149 | 2.6434 | 2.6434
2025-08-21 | 1.8473 | 2.0113 | 3.1011 | 4.1471 | 4.1471 | 4.1471 | 1.8931 | 1.9202 | 1.9202 | 2.0723 | 2.2684 | 2.2684
2025-08-21 01:00 | 1.6641 | 1.8119 | 2.7935 | 3.7358 | 3.7358 | 3.7358 | 1.7786 | 1.804 | 1.804 | 1.947 | 2.1312 | 2.1312
2025-08-21 02:00 | 1.6489 | 1.7952 | 2.7679 | 3.7015 | 3.7015 | 3.7015 | 1.7328 | 1.7576 | 1.7576 | 1.8968 | 2.0763 | 2.0763
2025-08-21 03:00 | 1.6641 | 1.8119 | 2.7935 | 3.7358 | 3.7358 | 3.7358 | 1.9351 | 1.9628 | 1.9628 | 2.1183 | 2.3187 | 2.3187
2025-08-21 04:00 | 1.7786 | 1.9365 | 2.9857 | 3.9928 | 3.9928 | 3.9928 | 1.9962 | 2.0247 | 2.0247 | 2.1851 | 2.3919 | 2.3919
2025-08-21 05:00 | 2.0916 | 2.2773 | 3.5111 | 4.6954 | 4.6954 | 4.6954 | 2.5458 | 2.5822 | 2.5822 | 2.7868 | 3.0505 | 3.0505
2025-08-21 06:00 | 2.8931 | 3.15 | 4.8566 | 6.4948 | 6.4948 | 6.4948 | 2.9924 | 3.0351 | 3.0351 | 3.2756 | 3.5856 | 3.5856
2025-08-21 07:00 | 3.3664 | 3.6653 | 5.6511 | 7.5572 | 7.5572 | 7.5572 | 3.6031 | 3.6545 | 3.6545 | 3.9441 | 4.3173 | 4.3173
2025-08-21 08:00 | 2.9695 | 3.2331 | 4.9848 | 6.6661 | 6.6661 | 6.6661 | 3.6221 | 3.6739 | 3.6739 | 3.965 | 4.3402 | 4.3402
2025-08-21 09:00 | 2.4771 | 2.697 | 4.1582 | 5.5608 | 5.5608 | 5.5608 | 3.2672 | 3.3139 | 3.3139 | 3.5764 | 3.9149 | 3.9149
2025-08-21 10:00 | 2.1679 | 2.3604 | 3.6393 | 4.8668 | 4.8668 | 4.8668 | 3.0458 | 3.0893 | 3.0893 | 3.3341 | 3.6496 | 3.6496
2025-08-21 11:00 | 2 | 2.1776 | 3.3573 | 4.4898 | 4.4898 | 4.4898 | 2.855 | 2.8958 | 2.8958 | 3.1252 | 3.4209 | 3.4209
2025-08-21 12:00 | 2.1107 | 2.2981 | 3.5432 | 4.7383 | 4.7383 | 4.7383 | 2.8969 | 2.9383 | 2.9383 | 3.1712 | 3.4712 | 3.4712
2025-08-21 13:00 | 2.0115 | 2.19 | 3.3766 | 4.5155 | 4.5155 | 4.5155 | 2.7137 | 2.7525 | 2.7525 | 2.9706 | 3.2517 | 3.2517
2025-08-21 14:00 | 1.958 | 2.1318 | 3.2869 | 4.3955 | 4.3955 | 4.3955 | 2.6832 | 2.7215 | 2.7215 | 2.9372 | 3.2151 | 3.2151
2025-08-21 15:00 | 2.1832 | 2.377 | 3.6649 | 4.9011 | 4.9011 | 4.9011 | 2.7863 | 2.8261 | 2.8261 | 3.05 | 3.3386 | 3.3386
2025-08-21 16:00 | 2.6374 | 2.8716 | 4.4273 | 5.9207 | 5.9207 | 5.9207 | 3.2252 | 3.2713 | 3.2713 | 3.5305 | 3.8646 | 3.8646
2025-08-21 17:00 | 3.4771 | 3.7858 | 5.8369 | 7.8057 | 7.8057 | 7.8057 | 3.3702 | 3.4184 | 3.4184 | 3.6892 | 4.0383 | 4.0383
2025-08-21 18:00 | 3.7061 | 4.0351 | 6.2213 | 8.3198 | 8.3198 | 8.3198 | 3.3702 | 3.4184 | 3.4184 | 3.6892 | 4.0383 | 4.0383
2025-08-21 19:00 | 3.584 | 3.9022 | 6.0163 | 8.0456 | 8.0456 | 8.0456 | 3.2748 | 3.3216 | 3.3216 | 3.5848 | 3.924 | 3.924
2025-08-21 20:00 | 3.4275 | 3.7318 | 5.7536 | 7.6943 | 7.6943 | 7.6943 | 3.0878 | 3.1319 | 3.1319 | 3.3801 | 3.6999 | 3.6999
2025-08-21 21:00 | 3.0267 | 3.2954 | 5.0809 | 6.7947 | 6.7947 | 6.7947 | 2.5649 | 2.6015 | 2.6015 | 2.8077 | 3.0734 | 3.0734
2025-08-21 22:00 | 2.6794 | 2.9173 | 4.4978 | 6.0149 | 6.0149 | 6.0149 | 2.4504 | 2.4854 | 2.4854 | 2.6823 | 2.9361 | 2.9361
2025-08-21 23:00 | 2.2366 | 2.4352 | 3.7546 | 5.021 | 5.021 | 5.021 | 2.126 | 2.1563 | 2.1563 | 2.3272 | 2.5474 | 2.5474
2025-08-22 | 1.8244 | 1.9864 | 3.0626 | 4.0956 | 4.0956 | 4.0956 | 1.8053 | 1.8311 | 1.8311 | 1.9762 | 2.1632 | 2.1632
2025-08-22 01:00 | 1.7595 | 1.9158 | 2.9537 | 3.95 | 3.95 | 3.95 | 1.7099 | 1.7344 | 1.7344 | 1.8718 | 2.0489 | 2.0489
2025-08-22 02:00 | 1.6221 | 1.7662 | 2.723 | 3.6415 | 3.6415 | 3.6415 | 1.687 | 1.7111 | 1.7111 | 1.8467 | 2.0215 | 2.0215
2025-08-22 03:00 | 1.5649 | 1.7038 | 2.6269 | 3.513 | 3.513 | 3.513 | 1.6718 | 1.6956 | 1.6956 | 1.83 | 2.0032 | 2.0032
2025-08-22 04:00 | 1.6718 | 1.8202 | 2.8063 | 3.7529 | 3.7529 | 3.7529 | 1.9389 | 1.9666 | 1.9666 | 2.1225 | 2.3233 | 2.3233
2025-08-22 05:00 | 2.0496 | 2.2316 | 3.4406 | 4.6012 | 4.6012 | 4.6012 | 2.3626 | 2.3964 | 2.3964 | 2.5862 | 2.831 | 2.831
2025-08-22 06:00 | 2.7595 | 3.0045 | 4.6324 | 6.1949 | 6.1949 | 6.1949 | 2.7939 | 2.8338 | 2.8338 | 3.0584 | 3.3478 | 3.3478
2025-08-22 07:00 | 2.7901 | 3.0378 | 4.6836 | 6.2634 | 6.2634 | 6.2634 | 3.0382 | 3.0816 | 3.0816 | 3.3257 | 3.6405 | 3.6405
2025-08-22 08:00 | 2.458 | 2.6762 | 4.1262 | 5.518 | 5.518 | 5.518 | 2.8702 | 2.9112 | 2.9112 | 3.1419 | 3.4392 | 3.4392
2025-08-22 09:00 | 1.9237 | 2.0944 | 3.2292 | 4.3184 | 4.3184 | 4.3184 | 2.3206 | 2.3538 | 2.3538 | 2.5403 | 2.7807 | 2.7807
2025-08-22 10:00 | 1.7214 | 1.8742 | 2.8896 | 3.8643 | 3.8643 | 3.8643 | 1.7786 | 1.804 | 1.804 | 1.947 | 2.1312 | 2.1312
2025-08-22 11:00 | 1.2939 | 1.4088 | 2.172 | 2.9047 | 2.9047 | 2.9047 | 1.958 | 1.986 | 1.986 | 2.1434 | 2.3462 | 2.3462
2025-08-22 12:00 | 1.271 | 1.3838 | 2.1336 | 2.8532 | 2.8532 | 2.8532 | 2.0649 | 2.0944 | 2.0944 | 2.2603 | 2.4742 | 2.4742
2025-08-22 13:00 | 0.97328 | 1.0597 | 1.6338 | 2.1849 | 2.1849 | 2.1849 | 1.4656 | 1.4866 | 1.4866 | 1.6044 | 1.7562 | 1.7562
2025-08-22 14:00 | 1.5267 | 1.6623 | 2.5629 | 3.4273 | 3.4273 | 3.4273 | 2.5534 | 2.5899 | 2.5899 | 2.7951 | 3.0596 | 3.0596
2025-08-22 15:00 | 2.0344 | 2.215 | 3.415 | 4.5669 | 4.5669 | 4.5669 | 2.7557 | 2.7951 | 2.7951 | 3.0166 | 3.302 | 3.302
2025-08-22 16:00 | 2.271 | 2.4726 | 3.8123 | 5.0981 | 5.0981 | 5.0981 | 2.6908 | 2.7293 | 2.7293 | 2.9455 | 3.2243 | 3.2243
2025-08-22 17:00 | 2.855 | 3.1084 | 4.7926 | 6.4091 | 6.4091 | 6.4091 | 2.813 | 2.8532 | 2.8532 | 3.0792 | 3.3706 | 3.3706
2025-08-22 18:00 | 2.8053 | 3.0544 | 4.7093 | 6.2977 | 6.2977 | 6.2977 | 2.8359 | 2.8764 | 2.8764 | 3.1043 | 3.3981 | 3.3981
2025-08-22 19:00 | 2.7901 | 3.0378 | 4.6836 | 6.2634 | 6.2634 | 6.2634 | 2.5649 | 2.6015 | 2.6015 | 2.8077 | 3.0734 | 3.0734
2025-08-22 20:00 | 2.6412 | 2.8757 | 4.4338 | 5.9293 | 5.9293 | 5.9293 | 2.584 | 2.6209 | 2.6209 | 2.8286 | 3.0962 | 3.0962
2025-08-22 21:00 | 2.4924 | 2.7136 | 4.1839 | 5.5951 | 5.5951 | 5.5951 | 2.4008 | 2.4351 | 2.4351 | 2.628 | 2.8767 | 2.8767
2025-08-22 22:00 | 2.5 | 2.722 | 4.1967 | 5.6122 | 5.6122 | 5.6122 | 2.1947 | 2.226 | 2.226 | 2.4024 | 2.6297 | 2.6297
2025-08-22 23:00 | 2.187 | 2.3812 | 3.6713 | 4.9096 | 4.9096 | 4.9096 | 2.0305 | 2.0595 | 2.0595 | 2.2227 | 2.4331 | 2.4331
2025-08-23 | 1.9847 | 2.1609 | 3.3317 | 4.4555 | 4.4555 | 4.4555 | 1.8015 | 1.8273 | 1.8273 | 1.9721 | 2.1587 | 2.1587
2025-08-23 01:00 | 1.6794 | 1.8285 | 2.8191 | 3.7701 | 3.7701 | 3.7701 | 1.7176 | 1.7421 | 1.7421 | 1.8801 | 2.058 | 2.058
2025-08-23 02:00 | 1.6641 | 1.8119 | 2.7935 | 3.7358 | 3.7358 | 3.7358 | 1.7901 | 1.8157 | 1.8157 | 1.9595 | 2.1449 | 2.1449
2025-08-23 03:00 | 1.7023 | 1.8534 | 2.8576 | 3.8215 | 3.8215 | 3.8215 | 1.7634 | 1.7886 | 1.7886 | 1.9303 | 2.1129 | 2.1129
2025-08-23 04:00 | 1.7824 | 1.9407 | 2.9921 | 4.0014 | 4.0014 | 4.0014 | 1.8359 | 1.8621 | 1.8621 | 2.0097 | 2.1998 | 2.1998
2025-08-23 05:00 | 2.0115 | 2.19 | 3.3766 | 4.5155 | 4.5155 | 4.5155 | 2.0305 | 2.0595 | 2.0595 | 2.2227 | 2.4331 | 2.4331
2025-08-23 06:00 | 2.3244 | 2.5308 | 3.902 | 5.2181 | 5.2181 | 5.2181 | 2.4084 | 2.4428 | 2.4428 | 2.6364 | 2.8858 | 2.8858
2025-08-23 07:00 | 2.3702 | 2.5807 | 3.9788 | 5.3209 | 5.3209 | 5.3209 | 2.6641 | 2.7022 | 2.7022 | 2.9163 | 3.1923 | 3.1923
2025-08-23 08:00 | 2.2328 | 2.4311 | 3.7482 | 5.0125 | 5.0125 | 5.0125 | 2.4122 | 2.4467 | 2.4467 | 2.6405 | 2.8904 | 2.8904
2025-08-23 09:00 | 1.8359 | 1.9989 | 3.0818 | 4.1214 | 4.1214 | 4.1214 | 2.0992 | 2.1292 | 2.1292 | 2.2979 | 2.5154 | 2.5154
2025-08-23 10:00 | 1.4313 | 1.5584 | 2.4027 | 3.2131 | 3.2131 | 3.2131 | 1.3244 | 1.3434 | 1.3434 | 1.4498 | 1.587 | 1.587
2025-08-23 11:00 | 1.1527 | 1.255 | 1.935 | 2.5876 | 2.5876 | 2.5876 | 1.0153 | 1.0298 | 1.0298 | 1.1114 | 1.2165 | 1.2165
2025-08-23 12:00 | 1.4427 | 1.5708 | 2.4219 | 3.2388 | 3.2388 | 3.2388 | 1.6794 | 1.7034 | 1.7034 | 1.8384 | 2.0123 | 2.0123
2025-08-23 13:00 | 1.9084 | 2.0778 | 3.2036 | 4.2841 | 4.2841 | 4.2841 | 1.1985 | 1.2156 | 1.2156 | 1.3119 | 1.4361 | 1.4361
2025-08-23 14:00 | 1.8092 | 1.9698 | 3.037 | 4.0614 | 4.0614 | 4.0614 | 1.3282 | 1.3472 | 1.3472 | 1.454 | 1.5916 | 1.5916
2025-08-23 15:00 | 1.626 | 1.7703 | 2.7294 | 3.6501 | 3.6501 | 3.6501 | 1.5038 | 1.5253 | 1.5253 | 1.6462 | 1.8019 | 1.8019
2025-08-23 16:00 | 1.9427 | 2.1152 | 3.2612 | 4.3613 | 4.3613 | 4.3613 | 1.9542 | 1.9821 | 1.9821 | 2.1392 | 2.3416 | 2.3416
2025-08-23 17:00 | 2.5496 | 2.776 | 4.28 | 5.7236 | 5.7236 | 5.7236 | 2.3244 | 2.3576 | 2.3576 | 2.5444 | 2.7852 | 2.7852
2025-08-23 18:00 | 2.7519 | 2.9962 | 4.6196 | 6.1777 | 6.1777 | 6.1777 | 2.4427 | 2.4776 | 2.4776 | 2.674 | 2.927 | 2.927
2025-08-23 19:00 | 2.8168 | 3.0669 | 4.7285 | 6.3234 | 6.3234 | 6.3234 | 2.2519 | 2.2841 | 2.2841 | 2.4651 | 2.6983 | 2.6983
2025-08-23 20:00 | 2.5458 | 2.7718 | 4.2736 | 5.7151 | 5.7151 | 5.7151 | 2.2634 | 2.2957 | 2.2957 | 2.4776 | 2.712 | 2.712
2025-08-23 21:00 | 2.4389 | 2.6555 | 4.0942 | 5.4751 | 5.4751 | 5.4751 | 2.0802 | 2.1099 | 2.1099 | 2.2771 | 2.4925 | 2.4925
2025-08-23 22:00 | 2.3282 | 2.5349 | 3.9084 | 5.2267 | 5.2267 | 5.2267 | 2.0458 | 2.075 | 2.075 | 2.2394 | 2.4514 | 2.4514
2025-08-23 23:00 | 2.0573 | 2.2399 | 3.4535 | 4.6183 | 4.6183 | 4.6183 | 1.9656 | 1.9937 | 1.9937 | 2.1517 | 2.3553 | 2.3553
2025-08-24 | 1.8359 | 1.9989 | 3.0818 | 4.1214 | 4.1214 | 4.1214 | 1.7443 | 1.7692 | 1.7692 | 1.9094 | 2.0901 | 2.0901
2025-08-24 01:00 | 1.6107 | 1.7537 | 2.7038 | 3.6158 | 3.6158 | 3.6158 | 1.6679 | 1.6918 | 1.6918 | 1.8258 | 1.9986 | 1.9986
2025-08-24 02:00 | 1.7099 | 1.8617 | 2.8704 | 3.8386 | 3.8386 | 3.8386 | 1.5992 | 1.6221 | 1.6221 | 1.7506 | 1.9163 | 1.9163
2025-08-24 03:00 | 1.7443 | 1.8991 | 2.9281 | 3.9157 | 3.9157 | 3.9157 | 1.6603 | 1.684 | 1.684 | 1.8175 | 1.9894 | 1.9894
2025-08-24 04:00 | 1.7557 | 1.9116 | 2.9473 | 3.9414 | 3.9414 | 3.9414 | 1.7023 | 1.7266 | 1.7266 | 1.8634 | 2.0398 | 2.0398
2025-08-24 05:00 | 1.9733 | 2.1485 | 3.3125 | 4.4298 | 4.4298 | 4.4298 | 1.916 | 1.9434 | 1.9434 | 2.0974 | 2.2959 | 2.2959
2025-08-24 06:00 | 2.1565 | 2.3479 | 3.62 | 4.8411 | 4.8411 | 4.8411 | 2.1832 | 2.2144 | 2.2144 | 2.3899 | 2.616 | 2.616
2025-08-24 07:00 | 2.1794 | 2.3729 | 3.6585 | 4.8925 | 4.8925 | 4.8925 | 2.4656 | 2.5009 | 2.5009 | 2.699 | 2.9544 | 2.9544
2025-08-24 08:00 | 2.1069 | 2.2939 | 3.5367 | 4.7297 | 4.7297 | 4.7297 | 2.0725 | 2.1021 | 2.1021 | 2.2687 | 2.4834 | 2.4834
2025-08-24 09:00 | 1.9695 | 2.1443 | 3.3061 | 4.4212 | 4.4212 | 4.4212 | 1.626 | 1.6492 | 1.6492 | 1.7799 | 1.9483 | 1.9483
2025-08-24 10:00 | 1.7328 | 1.8867 | 2.9088 | 3.89 | 3.89 | 3.89 | 1.3053 | 1.324 | 1.324 | 1.4289 | 1.5641 | 1.5641
2025-08-24 11:00 | 1.1489 | 1.2509 | 1.9286 | 2.5791 | 2.5791 | 2.5791 | 0.91221 | 0.92525 | 0.92525 | 0.99856 | 1.0931 | 1.0931
2025-08-24 12:00 | 1.1183 | 1.2176 | 1.8773 | 2.5105 | 2.5105 | 2.5105 | 0.71374 | 0.72394 | 0.72394 | 0.7813 | 0.85523 | 0.85523
2025-08-24 13:00 | 1.4084 | 1.5334 | 2.3642 | 3.1617 | 3.1617 | 3.1617 | 1.2824 | 1.3008 | 1.3008 | 1.4038 | 1.5367 | 1.5367
2025-08-24 14:00 | 1.4504 | 1.5791 | 2.4347 | 3.256 | 3.256 | 3.256 | 1.5992 | 1.6221 | 1.6221 | 1.7506 | 1.9163 | 1.9163
2025-08-24 15:00 | 2.0992 | 2.2856 | 3.5239 | 4.7126 | 4.7126 | 4.7126 | 2.0763 | 2.106 | 2.106 | 2.2729 | 2.488 | 2.488
2025-08-24 16:00 | 2.5458 | 2.7718 | 4.2736 | 5.7151 | 5.7151 | 5.7151 | 2.2672 | 2.2996 | 2.2996 | 2.4818 | 2.7166 | 2.7166
2025-08-24 17:00 | 2.8588 | 3.1126 | 4.799 | 6.4177 | 6.4177 | 6.4177 | 2.7901 | 2.8299 | 2.8299 | 3.0542 | 3.3432 | 3.3432
2025-08-24 18:00 | 3.1298 | 3.4076 | 5.2539 | 7.026 | 7.026 | 7.026 | 2.7939 | 2.8338 | 2.8338 | 3.0584 | 3.3478 | 3.3478
2025-08-24 19:00 | 3.1641 | 3.445 | 5.3115 | 7.1031 | 7.1031 | 7.1031 | 2.5878 | 2.6248 | 2.6248 | 2.8327 | 3.1008 | 3.1008
2025-08-24 20:00 | 2.8893 | 3.1458 | 4.8502 | 6.4862 | 6.4862 | 6.4862 | 2.4466 | 2.4815 | 2.4815 | 2.6781 | 2.9316 | 2.9316
2025-08-24 21:00 | 2.7214 | 2.963 | 4.5683 | 6.1092 | 6.1092 | 6.1092 | 2.2405 | 2.2725 | 2.2725 | 2.4525 | 2.6846 | 2.6846
2025-08-24 22:00 | 2.3855 | 2.5973 | 4.0045 | 5.3552 | 5.3552 | 5.3552 | 2.0954 | 2.1254 | 2.1254 | 2.2938 | 2.5108 | 2.5108
2025-08-24 23:00 | 2.0229 | 2.2025 | 3.3958 | 4.5412 | 4.5412 | 4.5412 | 1.9122 | 1.9395 | 1.9395 | 2.0932 | 2.2913 | 2.2913
2025-08-25 | 1.8473 | 2.0113 | 3.1011 | 4.1471 | 4.1471 | 4.1471 | 1.6679 | 1.6918 | 1.6918 | 1.8258 | 1.9986 | 1.9986
2025-08-25 01:00 | 1.6947 | 1.8451 | 2.8448 | 3.8043 | 3.8043 | 3.8043 | 1.7099 | 1.7344 | 1.7344 | 1.8718 | 2.0489 | 2.0489
2025-08-25 02:00 | 1.7023 | 1.8534 | 2.8576 | 3.8215 | 3.8215 | 3.8215 | 1.6832 | 1.7073 | 1.7073 | 1.8425 | 2.0169 | 2.0169
2025-08-25 03:00 | 1.6221 | 1.7662 | 2.723 | 3.6415 | 3.6415 | 3.6415 | 1.874 | 1.9008 | 1.9008 | 2.0514 | 2.2456 | 2.2456
2025-08-25 04:00 | 1.7672 | 1.9241 | 2.9665 | 3.9671 | 3.9671 | 3.9671 | 2.1031 | 2.1331 | 2.1331 | 2.3021 | 2.52 | 2.52
2025-08-25 05:00 | 2.1603 | 2.3521 | 3.6265 | 4.8497 | 4.8497 | 4.8497 | 2.5802 | 2.617 | 2.617 | 2.8244 | 3.0916 | 3.0916
2025-08-25 06:00 | 3.0382 | 3.3079 | 5.1001 | 6.8204 | 6.8204 | 6.8204 | 3.1565 | 3.2016 | 3.2016 | 3.4553 | 3.7822 | 3.7822
2025-08-25 07:00 | 3.187 | 3.47 | 5.35 | 7.1545 | 7.1545 | 7.1545 | 3.4847 | 3.5345 | 3.5345 | 3.8146 | 4.1756 | 4.1756
2025-08-25 08:00 | 2.187 | 2.3812 | 3.6713 | 4.9096 | 4.9096 | 4.9096 | 3.0992 | 3.1435 | 3.1435 | 3.3926 | 3.7136 | 3.7136
2025-08-25 09:00 | 1.9427 | 2.1152 | 3.2612 | 4.3613 | 4.3613 | 4.3613 | 2.7519 | 2.7912 | 2.7912 | 3.0124 | 3.2975 | 3.2975
2025-08-25 10:00 | 1.6756 | 1.8243 | 2.8127 | 3.7615 | 3.7615 | 3.7615 | 2.3015 | 2.3344 | 2.3344 | 2.5194 | 2.7578 | 2.7578
2025-08-25 11:00 | 1.4389 | 1.5667 | 2.4155 | 3.2302 | 3.2302 | 3.2302 | 2.0802 | 2.1099 | 2.1099 | 2.2771 | 2.4925 | 2.4925
2025-08-25 12:00 | 0.88931 | 0.96827 | 1.4929 | 1.9964 | 1.9964 | 1.9964 | 1.6679 | 1.6918 | 1.6918 | 1.8258 | 1.9986 | 1.9986
2025-08-25 13:00 | 1.1145 | 1.2134 | 1.8709 | 2.5019 | 2.5019 | 2.5019 | 1.6641 | 1.6879 | 1.6879 | 1.8216 | 1.994 | 1.994
2025-08-25 14:00 | 0.9313 | 1.014 | 1.5633 | 2.0907 | 2.0907 | 2.0907 | 1.4427 | 1.4634 | 1.4634 | 1.5793 | 1.7288 | 1.7288
2025-08-25 15:00 | 1.4389 | 1.5667 | 2.4155 | 3.2302 | 3.2302 | 3.2302 | 1.9122 | 1.9395 | 1.9395 | 2.0932 | 2.2913 | 2.2913
2025-08-25 16:00 | 1.9962 | 2.1734 | 3.3509 | 4.4812 | 4.4812 | 4.4812 | 2.2748 | 2.3073 | 2.3073 | 2.4901 | 2.7258 | 2.7258
2025-08-25 17:00 | 2.5725 | 2.8009 | 4.3184 | 5.775 | 5.775 | 5.775 | 2.4809 | 2.5164 | 2.5164 | 2.7157 | 2.9727 | 2.9727
2025-08-25 18:00 | 2.7901 | 3.0378 | 4.6836 | 6.2634 | 6.2634 | 6.2634 | 2.5916 | 2.6286 | 2.6286 | 2.8369 | 3.1054 | 3.1054
2025-08-25 19:00 | 2.7481 | 2.9921 | 4.6132 | 6.1692 | 6.1692 | 6.1692 | 2.5344 | 2.5706 | 2.5706 | 2.7742 | 3.0368 | 3.0368
2025-08-25 20:00 | 2.5878 | 2.8175 | 4.3441 | 5.8093 | 5.8093 | 5.8093 | 2.5229 | 2.5589 | 2.5589 | 2.7617 | 3.023 | 3.023
2025-08-25 21:00 | 2.3893 | 2.6014 | 4.0109 | 5.3638 | 5.3638 | 5.3638 | 2.1069 | 2.137 | 2.137 | 2.3063 | 2.5245 | 2.5245
2025-08-25 22:00 | 2.1641 | 2.3563 | 3.6329 | 4.8582 | 4.8582 | 4.8582 | 1.9389 | 1.9666 | 1.9666 | 2.1225 | 2.3233 | 2.3233
2025-08-25 23:00 | 1.9008 | 2.0695 | 3.1908 | 4.267 | 4.267 | 4.267 | 1.8168 | 1.8428 | 1.8428 | 1.9888 | 2.177 | 2.177
2025-08-26 | 1.6794 | 1.8285 | 2.8191 | 3.7701 | 3.7701 | 3.7701 | 1.5878 | 1.6105 | 1.6105 | 1.7381 | 1.9026 | 1.9026
2025-08-26 01:00 | 1.4275 | 1.5542 | 2.3963 | 3.2045 | 3.2045 | 3.2045 | 1.5267 | 1.5485 | 1.5485 | 1.6712 | 1.8294 | 1.8294
2025-08-26 02:00 | 1.4733 | 1.6041 | 2.4732 | 3.3074 | 3.3074 | 3.3074 | 1.5267 | 1.5485 | 1.5485 | 1.6712 | 1.8294 | 1.8294
2025-08-26 03:00 | 1.4847 | 1.6165 | 2.4924 | 3.3331 | 3.3331 | 3.3331 | 1.5878 | 1.6105 | 1.6105 | 1.7381 | 1.9026 | 1.9026
2025-08-26 04:00 | 1.6412 | 1.7869 | 2.7551 | 3.6844 | 3.6844 | 3.6844 | 1.7519 | 1.7769 | 1.7769 | 1.9177 | 2.0992 | 2.0992
2025-08-26 05:00 | 2.145 | 2.3355 | 3.6008 | 4.8154 | 4.8154 | 4.8154 | 2.3397 | 2.3731 | 2.3731 | 2.5612 | 2.8035 | 2.8035
2025-08-26 06:00 | 2.8206 | 3.071 | 4.7349 | 6.332 | 6.332 | 6.332 | 2.8015 | 2.8416 | 2.8416 | 3.0667 | 3.3569 | 3.3569
2025-08-26 07:00 | 3.145 | 3.4243 | 5.2795 | 7.0603 | 7.0603 | 7.0603 | 3.2214 | 3.2674 | 3.2674 | 3.5263 | 3.86 | 3.86
2025-08-26 08:00 | 2.4695 | 2.6887 | 4.1454 | 5.5437 | 5.5437 | 5.5437 | 2.9962 | 3.039 | 3.039 | 3.2798 | 3.5902 | 3.5902
2025-08-26 09:00 | 1.9618 | 2.136 | 3.2933 | 4.4041 | 4.4041 | 4.4041 | 2.8092 | 2.8493 | 2.8493 | 3.0751 | 3.3661 | 3.3661
2025-08-26 10:00 | 1.7786 | 1.9365 | 2.9857 | 3.9928 | 3.9928 | 3.9928 | 2.374 | 2.408 | 2.408 | 2.5988 | 2.8447 | 2.8447
2025-08-26 11:00 | 1.4618 | 1.5916 | 2.4539 | 3.2817 | 3.2817 | 3.2817 | 1.9618 | 1.9899 | 1.9899 | 2.1475 | 2.3507 | 2.3507
2025-08-26 12:00 | 1.3092 | 1.4254 | 2.1977 | 2.9389 | 2.9389 | 2.9389 | 1.9122 | 1.9395 | 1.9395 | 2.0932 | 2.2913 | 2.2913
2025-08-26 13:00 | 1.4427 | 1.5708 | 2.4219 | 3.2388 | 3.2388 | 3.2388 | 1.9198 | 1.9473 | 1.9473 | 2.1016 | 2.3004 | 2.3004
2025-08-26 14:00 | 1.5649 | 1.7038 | 2.6269 | 3.513 | 3.513 | 3.513 | 2.2252 | 2.257 | 2.257 | 2.4358 | 2.6663 | 2.6663
2025-08-26 15:00 | 1.813 | 1.9739 | 3.0434 | 4.0699 | 4.0699 | 4.0699 | 2.3015 | 2.3344 | 2.3344 | 2.5194 | 2.7578 | 2.7578
2025-08-26 16:00 | 2.1565 | 2.3479 | 3.62 | 4.8411 | 4.8411 | 4.8411 | 2.7061 | 2.7448 | 2.7448 | 2.9623 | 3.2426 | 3.2426
2025-08-26 17:00 | 2.771 | 3.017 | 4.6516 | 6.2206 | 6.2206 | 6.2206 | 2.7214 | 2.7603 | 2.7603 | 2.979 | 3.2609 | 3.2609
2025-08-26 18:00 | 2.9237 | 3.1832 | 4.9079 | 6.5633 | 6.5633 | 6.5633 | 2.813 | 2.8532 | 2.8532 | 3.0792 | 3.3706 | 3.3706
2025-08-26 19:00 | 2.7481 | 2.9921 | 4.6132 | 6.1692 | 6.1692 | 6.1692 | 2.7099 | 2.7486 | 2.7486 | 2.9664 | 3.2471 | 3.2471
2025-08-26 20:00 | 2.7557 | 3.0004 | 4.626 | 6.1863 | 6.1863 | 6.1863 | 2.4847 | 2.5202 | 2.5202 | 2.7199 | 2.9773 | 2.9773
2025-08-26 21:00 | 2.5878 | 2.8175 | 4.3441 | 5.8093 | 5.8093 | 5.8093 | 2.271 | 2.3034 | 2.3034 | 2.486 | 2.7212 | 2.7212
2025-08-26 22:00 | 2.1832 | 2.377 | 3.6649 | 4.9011 | 4.9011 | 4.9011 | 2.0153 | 2.0441 | 2.0441 | 2.206 | 2.4148 | 2.4148
2025-08-26 23:00 | 1.9046 | 2.0737 | 3.1972 | 4.2756 | 4.2756 | 4.2756 | 1.8092 | 1.835 | 1.835 | 1.9804 | 2.1678 | 2.1678
2025-08-27 | 1.5916 | 1.7329 | 2.6718 | 3.573 | 3.573 | 3.573 | 1.5878 | 1.6105 | 1.6105 | 1.7381 | 1.9026 | 1.9026
2025-08-27 01:00 | 1.4618 | 1.5916 | 2.4539 | 3.2817 | 3.2817 | 3.2817 | 1.5191 | 1.5408 | 1.5408 | 1.6629 | 1.8202 | 1.8202
2025-08-27 02:00 | 1.4771 | 1.6082 | 2.4796 | 3.3159 | 3.3159 | 3.3159 | 1.4618 | 1.4827 | 1.4827 | 1.6002 | 1.7516 | 1.7516
2025-08-27 03:00 | 1.4237 | 1.5501 | 2.3899 | 3.196 | 3.196 | 3.196 | 1.5496 | 1.5718 | 1.5718 | 1.6963 | 1.8568 | 1.8568
2025-08-27 04:00 | 1.4733 | 1.6041 | 2.4732 | 3.3074 | 3.3074 | 3.3074 | 1.6412 | 1.6647 | 1.6647 | 1.7966 | 1.9666 | 1.9666
2025-08-27 05:00 | 1.7672 | 1.9241 | 2.9665 | 3.9671 | 3.9671 | 3.9671 | 2.1947 | 2.226 | 2.226 | 2.4024 | 2.6297 | 2.6297
2025-08-27 06:00 | 2.4084 | 2.6222 | 4.0429 | 5.4066 | 5.4066 | 5.4066 | 2.6107 | 2.648 | 2.648 | 2.8578 | 3.1282 | 3.1282
2025-08-27 07:00 | 2.8817 | 3.1375 | 4.8374 | 6.4691 | 6.4691 | 6.4691 | 3.1412 | 3.1861 | 3.1861 | 3.4386 | 3.7639 | 3.7639
2025-08-27 08:00 | 2.8817 | 3.1375 | 4.8374 | 6.4691 | 6.4691 | 6.4691 | 3.2595 | 3.3061 | 3.3061 | 3.5681 | 3.9057 | 3.9057
2025-08-27 09:00 | 2.6527 | 2.8882 | 4.453 | 5.955 | 5.955 | 5.955 | 3.3321 | 3.3797 | 3.3797 | 3.6475 | 3.9926 | 3.9926
2025-08-27 10:00 | 2.355 | 2.564 | 3.9532 | 5.2866 | 5.2866 | 5.2866 | 3.0305 | 3.0738 | 3.0738 | 3.3174 | 3.6313 | 3.6313
2025-08-27 11:00 | 1.7519 | 1.9074 | 2.9409 | 3.9328 | 3.9328 | 3.9328 | 2.5344 | 2.5706 | 2.5706 | 2.7742 | 3.0368 | 3.0368
2025-08-27 12:00 | 2.0076 | 2.1859 | 3.3702 | 4.5069 | 4.5069 | 4.5069 | 2.4885 | 2.5241 | 2.5241 | 2.7241 | 2.9819 | 2.9819
2025-08-27 13:00 | 1.9275 | 2.0986 | 3.2356 | 4.327 | 4.327 | 4.327 | 2.5954 | 2.6325 | 2.6325 | 2.8411 | 3.1099 | 3.1099
2025-08-27 14:00 | 1.9046 | 2.0737 | 3.1972 | 4.2756 | 4.2756 | 4.2756 | 2.7099 | 2.7486 | 2.7486 | 2.9664 | 3.2471 | 3.2471
2025-08-27 15:00 | 1.9733 | 2.1485 | 3.3125 | 4.4298 | 4.4298 | 4.4298 | 2.5687 | 2.6054 | 2.6054 | 2.8118 | 3.0779 | 3.0779
2025-08-27 16:00 | 2.6641 | 2.9006 | 4.4722 | 5.9807 | 5.9807 | 5.9807 | 2.9198 | 2.9616 | 2.9616 | 3.1962 | 3.4987 | 3.4987
2025-08-27 17:00 | 3.416 | 3.7193 | 5.7344 | 7.6686 | 7.6686 | 7.6686 | 3.3206 | 3.3681 | 3.3681 | 3.6349 | 3.9789 | 3.9789
2025-08-27 18:00 | 3.5115 | 3.8232 | 5.8946 | 7.8828 | 7.8828 | 7.8828 | 3.3588 | 3.4068 | 3.4068 | 3.6767 | 4.0246 | 4.0246
2025-08-27 19:00 | 3.5458 | 3.8606 | 5.9522 | 7.96 | 7.96 | 7.96 | 3.2672 | 3.3139 | 3.3139 | 3.5764 | 3.9149 | 3.9149
2025-08-27 20:00 | 3.4771 | 3.7858 | 5.8369 | 7.8057 | 7.8057 | 7.8057 | 3.1107 | 3.1551 | 3.1551 | 3.4051 | 3.7274 | 3.7274
2025-08-27 21:00 | 3.2366 | 3.524 | 5.4333 | 7.2659 | 7.2659 | 7.2659 | 2.7366 | 2.7757 | 2.7757 | 2.9957 | 3.2792 | 3.2792
2025-08-27 22:00 | 2.7481 | 2.9921 | 4.6132 | 6.1692 | 6.1692 | 6.1692 | 2.3779 | 2.4118 | 2.4118 | 2.6029 | 2.8493 | 2.8493
2025-08-27 23:00 | 2.2595 | 2.4601 | 3.793 | 5.0724 | 5.0724 | 5.0724 | 2.1183 | 2.1486 | 2.1486 | 2.3188 | 2.5383 | 2.5383
2025-08-28 | 1.9389 | 2.1111 | 3.2548 | 4.3527 | 4.3527 | 4.3527 | 2.1031 | 2.1331 | 2.1331 | 2.3021 | 2.52 | 2.52
2025-08-28 01:00 | 1.958 | 2.1318 | 3.2869 | 4.3955 | 4.3955 | 4.3955 | 1.8206 | 1.8466 | 1.8466 | 1.9929 | 2.1815 | 2.1815
2025-08-28 02:00 | 1.7519 | 1.9074 | 2.9409 | 3.9328 | 3.9328 | 3.9328 | 1.7786 | 1.804 | 1.804 | 1.947 | 2.1312 | 2.1312
2025-08-28 03:00 | 1.687 | 1.8368 | 2.832 | 3.7872 | 3.7872 | 3.7872 | 1.8206 | 1.8466 | 1.8466 | 1.9929 | 2.1815 | 2.1815
2025-08-28 04:00 | 1.7634 | 1.9199 | 2.9601 | 3.9586 | 3.9586 | 3.9586 | 2.1947 | 2.226 | 2.226 | 2.4024 | 2.6297 | 2.6297
2025-08-28 05:00 | 2.2366 | 2.4352 | 3.7546 | 5.021 | 5.021 | 5.021 | 2.7023 | 2.7409 | 2.7409 | 2.9581 | 3.238 | 3.238
2025-08-28 06:00 | 3.0076 | 3.2747 | 5.0488 | 6.7518 | 6.7518 | 6.7518 | 3.1908 | 3.2364 | 3.2364 | 3.4929 | 3.8234 | 3.8234
2025-08-28 07:00 | 3.3588 | 3.657 | 5.6383 | 7.5401 | 7.5401 | 7.5401 | 3.4847 | 3.5345 | 3.5345 | 3.8146 | 4.1756 | 4.1756
2025-08-28 08:00 | 2.7443 | 2.9879 | 4.6067 | 6.1606 | 6.1606 | 6.1606 | 3.5115 | 3.5616 | 3.5616 | 3.8438 | 4.2076 | 4.2076
2025-08-28 09:00 | 2.2214 | 2.4186 | 3.729 | 4.9868 | 4.9868 | 4.9868 | 3.0382 | 3.0816 | 3.0816 | 3.3257 | 3.6405 | 3.6405
2025-08-28 10:00 | 2.1145 | 2.3022 | 3.5496 | 4.7468 | 4.7468 | 4.7468 | 2.4809 | 2.5164 | 2.5164 | 2.7157 | 2.9727 | 2.9727
2025-08-28 11:00 | 2.4313 | 2.6471 | 4.0814 | 5.458 | 5.458 | 5.458 | 2.7176 | 2.7564 | 2.7564 | 2.9748 | 3.2563 | 3.2563
2025-08-28 12:00 | 1.9695 | 2.1443 | 3.3061 | 4.4212 | 4.4212 | 4.4212 | 2.5 | 2.5357 | 2.5357 | 2.7366 | 2.9956 | 2.9956
2025-08-28 13:00 | 2.1145 | 2.3022 | 3.5496 | 4.7468 | 4.7468 | 4.7468 | 2.4504 | 2.4854 | 2.4854 | 2.6823 | 2.9361 | 2.9361
2025-08-28 14:00 | 2.187 | 2.3812 | 3.6713 | 4.9096 | 4.9096 | 4.9096 | 2.7328 | 2.7719 | 2.7719 | 2.9915 | 3.2746 | 3.2746
2025-08-28 15:00 | 2.7023 | 2.9422 | 4.5363 | 6.0664 | 6.0664 | 6.0664 | 2.9924 | 3.0351 | 3.0351 | 3.2756 | 3.5856 | 3.5856
2025-08-28 16:00 | 3.1069 | 3.3827 | 5.2154 | 6.9746 | 6.9746 | 6.9746 | 3.4771 | 3.5268 | 3.5268 | 3.8062 | 4.1664 | 4.1664
2025-08-28 17:00 | 3.9885 | 4.3427 | 6.6955 | 8.9539 | 8.9539 | 8.9539 | 3.4924 | 3.5423 | 3.5423 | 3.8229 | 4.1847 | 4.1847
2025-08-28 18:00 | 4.2557 | 4.6335 | 7.144 | 9.5537 | 9.5537 | 9.5537 | 3.7328 | 3.7862 | 3.7862 | 4.0862 | 4.4728 | 4.4728
2025-08-28 19:00 | 4.145 | 4.513 | 6.9582 | 9.3052 | 9.3052 | 9.3052 | 3.5 | 3.55 | 3.55 | 3.8313 | 4.1938 | 4.1938
2025-08-28 20:00 | 4.0076 | 4.3634 | 6.7275 | 8.9967 | 8.9967 | 8.9967 | 3.126 | 3.1706 | 3.1706 | 3.4218 | 3.7456 | 3.7456
2025-08-28 21:00 | 3.9084 | 4.2554 | 6.5609 | 8.7739 | 8.7739 | 8.7739 | 2.8969 | 2.9383 | 2.9383 | 3.1712 | 3.4712 | 3.4712
2025-08-28 22:00 | 3.1985 | 3.4824 | 5.3692 | 7.1802 | 7.1802 | 7.1802 | 2.7214 | 2.7603 | 2.7603 | 2.979 | 3.2609 | 3.2609
2025-08-28 23:00 | 2.5878 | 2.8175 | 4.3441 | 5.8093 | 5.8093 | 5.8093 | 2.2557 | 2.288 | 2.288 | 2.4692 | 2.7029 | 2.7029
2025-08-29 | 2.2137 | 2.4103 | 3.7162 | 4.9696 | 4.9696 | 4.9696 | 2 | 2.0286 | 2.0286 | 2.1893 | 2.3965 | 2.3965
2025-08-29 01:00 | 2.0153 | 2.1942 | 3.383 | 4.5241 | 4.5241 | 4.5241 | 1.874 | 1.9008 | 1.9008 | 2.0514 | 2.2456 | 2.2456
2025-08-29 02:00 | 1.9542 | 2.1277 | 3.2805 | 4.387 | 4.387 | 4.387 | 1.8511 | 1.8776 | 1.8776 | 2.0264 | 2.2181 | 2.2181
2025-08-29 03:00 | 1.9008 | 2.0695 | 3.1908 | 4.267 | 4.267 | 4.267 | 1.9122 | 1.9395 | 1.9395 | 2.0932 | 2.2913 | 2.2913
2025-08-29 04:00 | 1.9771 | 2.1526 | 3.3189 | 4.4384 | 4.4384 | 4.4384 | 2.084 | 2.1137 | 2.1137 | 2.2812 | 2.4971 | 2.4971
2025-08-29 05:00 | 2.4198 | 2.6347 | 4.0621 | 5.4323 | 5.4323 | 5.4323 | 2.6069 | 2.6441 | 2.6441 | 2.8536 | 3.1237 | 3.1237
2025-08-29 06:00 | 3.1908 | 3.4741 | 5.3564 | 7.1631 | 7.1631 | 7.1631 | 3.0611 | 3.1048 | 3.1048 | 3.3508 | 3.6679 | 3.6679
2025-08-29 07:00 | 3.3473 | 3.6445 | 5.6191 | 7.5144 | 7.5144 | 7.5144 | 3.4504 | 3.4997 | 3.4997 | 3.777 | 4.1344 | 4.1344
2025-08-29 08:00 | 3.3359 | 3.632 | 5.5999 | 7.4887 | 7.4887 | 7.4887 | 3.5802 | 3.6313 | 3.6313 | 3.919 | 4.2899 | 4.2899
2025-08-29 09:00 | 2.771 | 3.017 | 4.6516 | 6.2206 | 6.2206 | 6.2206 | 3.6298 | 3.6816 | 3.6816 | 3.9733 | 4.3493 | 4.3493
2025-08-29 10:00 | 2.2824 | 2.4851 | 3.8315 | 5.1238 | 5.1238 | 5.1238 | 3.1794 | 3.2248 | 3.2248 | 3.4803 | 3.8097 | 3.8097
2025-08-29 11:00 | 1.9962 | 2.1734 | 3.3509 | 4.4812 | 4.4812 | 4.4812 | 2.5382 | 2.5744 | 2.5744 | 2.7784 | 3.0413 | 3.0413
2025-08-29 12:00 | 2.0153 | 2.1942 | 3.383 | 4.5241 | 4.5241 | 4.5241 | 2.2405 | 2.2725 | 2.2725 | 2.4525 | 2.6846 | 2.6846
2025-08-29 13:00 | 2.2595 | 2.4601 | 3.793 | 5.0724 | 5.0724 | 5.0724 | 2.3817 | 2.4157 | 2.4157 | 2.6071 | 2.8538 | 2.8538
2025-08-29 14:00 | 2.4351 | 2.6513 | 4.0878 | 5.4666 | 5.4666 | 5.4666 | 2.6183 | 2.6557 | 2.6557 | 2.8662 | 3.1374 | 3.1374
2025-08-29 15:00 | 2.6031 | 2.8342 | 4.3697 | 5.8436 | 5.8436 | 5.8436 | 2.9466 | 2.9887 | 2.9887 | 3.2255 | 3.5307 | 3.5307
2025-08-29 16:00 | 3.0153 | 3.283 | 5.0617 | 6.769 | 6.769 | 6.769 | 3.2252 | 3.2713 | 3.2713 | 3.5305 | 3.8646 | 3.8646
2025-08-29 17:00 | 3.5725 | 3.8897 | 5.9971 | 8.0199 | 8.0199 | 8.0199 | 3.3206 | 3.3681 | 3.3681 | 3.6349 | 3.9789 | 3.9789
2025-08-29 18:00 | 3.8626 | 4.2055 | 6.484 | 8.6711 | 8.6711 | 8.6711 | 3.2481 | 3.2945 | 3.2945 | 3.5555 | 3.892 | 3.892
2025-08-29 19:00 | 3.855 | 4.1972 | 6.4712 | 8.654 | 8.654 | 8.654 | 3.0954 | 3.1396 | 3.1396 | 3.3884 | 3.7091 | 3.7091
2025-08-29 20:00 | 3.7443 | 4.0767 | 6.2854 | 8.4055 | 8.4055 | 8.4055 | 2.9351 | 2.9771 | 2.9771 | 3.2129 | 3.517 | 3.517
2025-08-29 21:00 | 3.7328 | 4.0642 | 6.2662 | 8.3798 | 8.3798 | 8.3798 | 2.8779 | 2.919 | 2.919 | 3.1503 | 3.4484 | 3.4484
2025-08-29 22:00 | 3.4008 | 3.7027 | 5.7088 | 7.6344 | 7.6344 | 7.6344 | 2.7977 | 2.8377 | 2.8377 | 3.0625 | 3.3523 | 3.3523
2025-08-29 23:00 | 2.8359 | 3.0876 | 4.7605 | 6.3662 | 6.3662 | 6.3662 | 2.3473 | 2.3809 | 2.3809 | 2.5695 | 2.8127 | 2.8127
2025-08-30 | 2.3397 | 2.5474 | 3.9276 | 5.2524 | 5.2524 | 5.2524 | 2.0038 | 2.0324 | 2.0324 | 2.1935 | 2.4011 | 2.4011
2025-08-30 01:00 | 2.2557 | 2.456 | 3.7866 | 5.0639 | 5.0639 | 5.0639 | 1.9885 | 2.017 | 2.017 | 2.1768 | 2.3828 | 2.3828
2025-08-30 02:00 | 2.2557 | 2.456 | 3.7866 | 5.0639 | 5.0639 | 5.0639 | 1.9542 | 1.9821 | 1.9821 | 2.1392 | 2.3416 | 2.3416
2025-08-30 03:00 | 2.1031 | 2.2898 | 3.5303 | 4.7211 | 4.7211 | 4.7211 | 1.9504 | 1.9782 | 1.9782 | 2.135 | 2.337 | 2.337
2025-08-30 04:00 | 2.1374 | 2.3272 | 3.588 | 4.7982 | 4.7982 | 4.7982 | 2.0534 | 2.0828 | 2.0828 | 2.2478 | 2.4605 | 2.4605
2025-08-30 05:00 | 2.4389 | 2.6555 | 4.0942 | 5.4751 | 5.4751 | 5.4751 | 2.2481 | 2.2802 | 2.2802 | 2.4609 | 2.6938 | 2.6938
2025-08-30 06:00 | 2.8168 | 3.0669 | 4.7285 | 6.3234 | 6.3234 | 6.3234 | 2.5344 | 2.5706 | 2.5706 | 2.7742 | 3.0368 | 3.0368
2025-08-30 07:00 | 2.874 | 3.1292 | 4.8246 | 6.4519 | 6.4519 | 6.4519 | 2.8244 | 2.8648 | 2.8648 | 3.0918 | 3.3843 | 3.3843
2025-08-30 08:00 | 3.0305 | 3.2996 | 5.0873 | 6.8032 | 6.8032 | 6.8032 | 2.5573 | 2.5938 | 2.5938 | 2.7993 | 3.0642 | 3.0642
2025-08-30 09:00 | 2.4389 | 2.6555 | 4.0942 | 5.4751 | 5.4751 | 5.4751 | 2.1832 | 2.2144 | 2.2144 | 2.3899 | 2.616 | 2.616
2025-08-30 10:00 | 2.0649 | 2.2482 | 3.4663 | 4.6355 | 4.6355 | 4.6355 | 1.874 | 1.9008 | 1.9008 | 2.0514 | 2.2456 | 2.2456
2025-08-30 11:00 | 1.6908 | 1.841 | 2.8384 | 3.7958 | 3.7958 | 3.7958 | 1.271 | 1.2892 | 1.2892 | 1.3913 | 1.523 | 1.523
2025-08-30 12:00 | 1.8779 | 2.0446 | 3.1523 | 4.2156 | 4.2156 | 4.2156 | 1.4809 | 1.5021 | 1.5021 | 1.6211 | 1.7745 | 1.7745
2025-08-30 13:00 | 1.5649 | 1.7038 | 2.6269 | 3.513 | 3.513 | 3.513 | 1.8626 | 1.8892 | 1.8892 | 2.0389 | 2.2318 | 2.2318
2025-08-30 14:00 | 1.4237 | 1.5501 | 2.3899 | 3.196 | 3.196 | 3.196 | 1.7061 | 1.7305 | 1.7305 | 1.8676 | 2.0443 | 2.0443
2025-08-30 15:00 | 2.0191 | 2.1983 | 3.3894 | 4.5326 | 4.5326 | 4.5326 | 1.7672 | 1.7924 | 1.7924 | 1.9344 | 2.1175 | 2.1175
2025-08-30 16:00 | 2.458 | 2.6762 | 4.1262 | 5.518 | 5.518 | 5.518 | 2.4198 | 2.4544 | 2.4544 | 2.6489 | 2.8996 | 2.8996
2025-08-30 17:00 | 3.2252 | 3.5115 | 5.414 | 7.2402 | 7.2402 | 7.2402 | 2.8779 | 2.919 | 2.919 | 3.1503 | 3.4484 | 3.4484
2025-08-30 18:00 | 3.4122 | 3.7152 | 5.728 | 7.6601 | 7.6601 | 7.6601 | 3.084 | 3.128 | 3.128 | 3.3759 | 3.6953 | 3.6953
2025-08-30 19:00 | 3.4313 | 3.7359 | 5.76 | 7.7029 | 7.7029 | 7.7029 | 3.0878 | 3.1319 | 3.1319 | 3.3801 | 3.6999 | 3.6999
2025-08-30 20:00 | 3.4198 | 3.7235 | 5.7408 | 7.6772 | 7.6772 | 7.6772 | 2.7977 | 2.8377 | 2.8377 | 3.0625 | 3.3523 | 3.3523
2025-08-30 21:00 | 3.3168 | 3.6113 | 5.5678 | 7.4459 | 7.4459 | 7.4459 | 2.6145 | 2.6519 | 2.6519 | 2.862 | 3.1328 | 3.1328
2025-08-30 22:00 | 3.1718 | 3.4533 | 5.3243 | 7.1203 | 7.1203 | 7.1203 | 2.5763 | 2.6131 | 2.6131 | 2.8202 | 3.0871 | 3.0871
2025-08-30 23:00 | 2.8244 | 3.0752 | 4.7413 | 6.3405 | 6.3405 | 6.3405 | 2.3855 | 2.4196 | 2.4196 | 2.6113 | 2.8584 | 2.8584
2025-08-31 | 2.4924 | 2.7136 | 4.1839 | 5.5951 | 5.5951 | 5.5951 | 2.1947 | 2.226 | 2.226 | 2.4024 | 2.6297 | 2.6297
2025-08-31 01:00 | 2.3168 | 2.5225 | 3.8891 | 5.201 | 5.201 | 5.201 | 2.145 | 2.1757 | 2.1757 | 2.3481 | 2.5703 | 2.5703
2025-08-31 02:00 | 2.1298 | 2.3189 | 3.5752 | 4.7811 | 4.7811 | 4.7811 | 2.1298 | 2.1602 | 2.1602 | 2.3314 | 2.552 | 2.552
2025-08-31 03:00 | 2.1832 | 2.377 | 3.6649 | 4.9011 | 4.9011 | 4.9011 | 2.1832 | 2.2144 | 2.2144 | 2.3899 | 2.616 | 2.616
2025-08-31 04:00 | 2.3817 | 2.5931 | 3.9981 | 5.3466 | 5.3466 | 5.3466 | 2.2366 | 2.2686 | 2.2686 | 2.4484 | 2.68 | 2.68
2025-08-31 05:00 | 2.6756 | 2.9131 | 4.4914 | 6.0064 | 6.0064 | 6.0064 | 2.313 | 2.346 | 2.346 | 2.5319 | 2.7715 | 2.7715
2025-08-31 06:00 | 2.958 | 3.2206 | 4.9655 | 6.6404 | 6.6404 | 6.6404 | 2.6832 | 2.7215 | 2.7215 | 2.9372 | 3.2151 | 3.2151
2025-08-31 07:00 | 2.9427 | 3.204 | 4.9399 | 6.6062 | 6.6062 | 6.6062 | 2.8321 | 2.8725 | 2.8725 | 3.1001 | 3.3935 | 3.3935
2025-08-31 08:00 | 2.9885 | 3.2539 | 5.0168 | 6.709 | 6.709 | 6.709 | 2.729 | 2.768 | 2.768 | 2.9873 | 3.27 | 3.27
2025-08-31 09:00 | 2.3931 | 2.6056 | 4.0173 | 5.3723 | 5.3723 | 5.3723 | 2.4237 | 2.4583 | 2.4583 | 2.6531 | 2.9041 | 2.9041
2025-08-31 10:00 | 1.6718 | 1.8202 | 2.8063 | 3.7529 | 3.7529 | 3.7529 | 1.6221 | 1.6453 | 1.6453 | 1.7757 | 1.9437 | 1.9437
2025-08-31 11:00 | 1.5763 | 1.7163 | 2.6462 | 3.5387 | 3.5387 | 3.5387 | 1.126 | 1.142 | 1.142 | 1.2325 | 1.3492 | 1.3492
2025-08-31 12:00 | 1.2328 | 1.3423 | 2.0695 | 2.7676 | 2.7676 | 2.7676 | 1.0038 | 1.0182 | 1.0182 | 1.0988 | 1.2028 | 1.2028
2025-08-31 13:00 | 1.2328 | 1.3423 | 2.0695 | 2.7676 | 2.7676 | 2.7676 | 0.79389 | 0.80524 | 0.80524 | 0.86904 | 0.95128 | 0.95128
2025-08-31 14:00 | 1.3893 | 1.5127 | 2.3322 | 3.1189 | 3.1189 | 3.1189 | 0.9313 | 0.9446 | 0.9446 | 1.0195 | 1.1159 | 1.1159
2025-08-31 15:00 | 1.7366 | 1.8908 | 2.9153 | 3.8986 | 3.8986 | 3.8986 | 1.5573 | 1.5795 | 1.5795 | 1.7047 | 1.866 | 1.866
2025-08-31 16:00 | 2.3015 | 2.5059 | 3.8635 | 5.1667 | 5.1667 | 5.1667 | 2.2405 | 2.2725 | 2.2725 | 2.4525 | 2.6846 | 2.6846
2025-08-31 17:00 | 3.3588 | 3.657 | 5.6383 | 7.5401 | 7.5401 | 7.5401 | 2.729 | 2.768 | 2.768 | 2.9873 | 3.27 | 3.27
2025-08-31 18:00 | 3.729 | 4.0601 | 6.2598 | 8.3712 | 8.3712 | 8.3712 | 2.8969 | 2.9383 | 2.9383 | 3.1712 | 3.4712 | 3.4712
2025-08-31 19:00 | 3.458 | 3.765 | 5.8049 | 7.7629 | 7.7629 | 7.7629 | 2.9809 | 3.0235 | 3.0235 | 3.2631 | 3.5719 | 3.5719
2025-08-31 20:00 | 3.3053 | 3.5988 | 5.5486 | 7.4201 | 7.4201 | 7.4201 | 2.8168 | 2.857 | 2.857 | 3.0834 | 3.3752 | 3.3752
2025-08-31 21:00 | 3.3244 | 3.6196 | 5.5806 | 7.463 | 7.463 | 7.463 | 2.5687 | 2.6054 | 2.6054 | 2.8118 | 3.0779 | 3.0779
2025-08-31 22:00 | 2.9198 | 3.1791 | 4.9015 | 6.5547 | 6.5547 | 6.5547 | 2.5458 | 2.5822 | 2.5822 | 2.7868 | 3.0505 | 3.0505
2025-08-31 23:00 | 2.4962 | 2.7178 | 4.1903 | 5.6037 | 5.6037 | 5.6037 | 2.3092 | 2.3422 | 2.3422 | 2.5277 | 2.7669 | 2.7669
2025-09-01 | 2.3779 | 2.589 | 3.9917 | 5.3381 | 5.3381 | 5.3381 | 2.1412 | 2.1718 | 2.1718 | 2.3439 | 2.5657 | 2.5657
2025-09-01 01:00 | 2.0534 | 2.2357 | 3.447 | 4.6097 | 4.6097 | 4.6097 | 2.0802 | 2.1099 | 2.1099 | 2.2771 | 2.4925 | 2.4925
2025-09-01 02:00 | 2.1069 | 2.2939 | 3.5367 | 4.7297 | 4.7297 | 4.7297 | 2.1527 | 2.1834 | 2.1834 | 2.3564 | 2.5794 | 2.5794
2025-09-01 03:00 | 2.1908 | 2.3853 | 3.6777 | 4.9182 | 4.9182 | 4.9182 | 2.3206 | 2.3538 | 2.3538 | 2.5403 | 2.7807 | 2.7807
2025-09-01 04:00 | 2.3282 | 2.5349 | 3.9084 | 5.2267 | 5.2267 | 5.2267 | 2.584 | 2.6209 | 2.6209 | 2.8286 | 3.0962 | 3.0962
2025-09-01 05:00 | 2.8931 | 3.15 | 4.8566 | 6.4948 | 6.4948 | 6.4948 | 3.2519 | 3.2984 | 3.2984 | 3.5597 | 3.8966 | 3.8966
2025-09-01 06:00 | 3.7366 | 4.0684 | 6.2726 | 8.3884 | 8.3884 | 8.3884 | 3.8397 | 3.8946 | 3.8946 | 4.2031 | 4.6009 | 4.6009
2025-09-01 07:00 | 4.0687 | 4.4299 | 6.83 | 9.1338 | 9.1338 | 9.1338 | 4.1374 | 4.1965 | 4.1965 | 4.529 | 4.9576 | 4.9576
2025-09-01 08:00 | 3.2481 | 3.5365 | 5.4525 | 7.2916 | 7.2916 | 7.2916 | 3.8053 | 3.8597 | 3.8597 | 4.1655 | 4.5597 | 4.5597
2025-09-01 09:00 | 2.2786 | 2.4809 | 3.8251 | 5.1153 | 5.1153 | 5.1153 | 3.1947 | 3.2403 | 3.2403 | 3.497 | 3.828 | 3.828
2025-09-01 10:00 | 1.6794 | 1.8285 | 2.8191 | 3.7701 | 3.7701 | 3.7701 | 2.5496 | 2.586 | 2.586 | 2.791 | 3.0551 | 3.0551
2025-09-01 11:00 | 1.3206 | 1.4379 | 2.2169 | 2.9646 | 2.9646 | 2.9646 | 1.8893 | 1.9163 | 1.9163 | 2.0681 | 2.2639 | 2.2639
2025-09-01 12:00 | 1.2672 | 1.3797 | 2.1272 | 2.8447 | 2.8447 | 2.8447 | 1.6145 | 1.6376 | 1.6376 | 1.7673 | 1.9346 | 1.9346
2025-09-01 13:00 | 0.9542 | 1.0389 | 1.6018 | 2.1421 | 2.1421 | 2.1421 | 1.3626 | 1.3821 | 1.3821 | 1.4916 | 1.6327 | 1.6327
2025-09-01 14:00 | 1.0458 | 1.1386 | 1.7556 | 2.3477 | 2.3477 | 2.3477 | 1.7366 | 1.7615 | 1.7615 | 1.901 | 2.0809 | 2.0809
2025-09-01 15:00 | 1.5115 | 1.6456 | 2.5372 | 3.393 | 3.393 | 3.393 | 2.1794 | 2.2105 | 2.2105 | 2.3857 | 2.6114 | 2.6114
2025-09-01 16:00 | 2.187 | 2.3812 | 3.6713 | 4.9096 | 4.9096 | 4.9096 | 2.8435 | 2.8841 | 2.8841 | 3.1127 | 3.4072 | 3.4072
2025-09-01 17:00 | 3.3435 | 3.6403 | 5.6127 | 7.5058 | 7.5058 | 7.5058 | 3.1489 | 3.1938 | 3.1938 | 3.4469 | 3.7731 | 3.7731
2025-09-01 18:00 | 3.5573 | 3.8731 | 5.9715 | 7.9857 | 7.9857 | 7.9857 | 3.3626 | 3.4106 | 3.4106 | 3.6809 | 4.0292 | 4.0292
2025-09-01 19:00 | 3.4771 | 3.7858 | 5.8369 | 7.8057 | 7.8057 | 7.8057 | 3.2176 | 3.2635 | 3.2635 | 3.5221 | 3.8554 | 3.8554
2025-09-01 20:00 | 3.4542 | 3.7609 | 5.7985 | 7.7543 | 7.7543 | 7.7543 | 3.0038 | 3.0467 | 3.0467 | 3.2881 | 3.5993 | 3.5993
2025-09-01 21:00 | 3.1794 | 3.4617 | 5.3372 | 7.1374 | 7.1374 | 7.1374 | 2.7176 | 2.7564 | 2.7564 | 2.9748 | 3.2563 | 3.2563
2025-09-01 22:00 | 2.7023 | 2.9422 | 4.5363 | 6.0664 | 6.0664 | 6.0664 | 2.4771 | 2.5125 | 2.5125 | 2.7116 | 2.9682 | 2.9682
2025-09-01 23:00 | 2.4237 | 2.6388 | 4.0685 | 5.4409 | 5.4409 | 5.4409 | 2.3092 | 2.3422 | 2.3422 | 2.5277 | 2.7669 | 2.7669
2025-09-02 | 2.1031 | 2.2898 | 3.5303 | 4.7211 | 4.7211 | 4.7211 | 2.0802 | 2.1099 | 2.1099 | 2.2771 | 2.4925 | 2.4925
2025-09-02 01:00 | 1.9313 | 2.1028 | 3.242 | 4.3356 | 4.3356 | 4.3356 | 2.0076 | 2.0363 | 2.0363 | 2.1977 | 2.4056 | 2.4056
2025-09-02 02:00 | 1.8626 | 2.028 | 3.1267 | 4.1813 | 4.1813 | 4.1813 | 1.9847 | 2.0131 | 2.0131 | 2.1726 | 2.3782 | 2.3782
2025-09-02 03:00 | 1.7824 | 1.9407 | 2.9921 | 4.0014 | 4.0014 | 4.0014 | 2.0229 | 2.0518 | 2.0518 | 2.2144 | 2.4239 | 2.4239
2025-09-02 04:00 | 1.8931 | 2.0612 | 3.1779 | 4.2499 | 4.2499 | 4.2499 | 2.2176 | 2.2492 | 2.2492 | 2.4275 | 2.6572 | 2.6572
2025-09-02 05:00 | 2.4771 | 2.697 | 4.1582 | 5.5608 | 5.5608 | 5.5608 | 2.8321 | 2.8725 | 2.8725 | 3.1001 | 3.3935 | 3.3935
2025-09-02 06:00 | 3.2672 | 3.5572 | 5.4845 | 7.3345 | 7.3345 | 7.3345 | 3.271 | 3.3177 | 3.3177 | 3.5806 | 3.9194 | 3.9194
2025-09-02 07:00 | 3.4809 | 3.79 | 5.8433 | 7.8143 | 7.8143 | 7.8143 | 3.8626 | 3.9178 | 3.9178 | 4.2282 | 4.6283 | 4.6283
2025-09-02 08:00 | 3.187 | 3.47 | 5.35 | 7.1545 | 7.1545 | 7.1545 | 3.9618 | 4.0184 | 4.0184 | 4.3368 | 4.7472 | 4.7472
2025-09-02 09:00 | 2.6794 | 2.9173 | 4.4978 | 6.0149 | 6.0149 | 6.0149 | 3.6374 | 3.6894 | 3.6894 | 3.9817 | 4.3585 | 4.3585
2025-09-02 10:00 | 2.416 | 2.6305 | 4.0557 | 5.4237 | 5.4237 | 5.4237 | 2.9198 | 2.9616 | 2.9616 | 3.1962 | 3.4987 | 3.4987
2025-09-02 11:00 | 1.8893 | 2.057 | 3.1715 | 4.2413 | 4.2413 | 4.2413 | 2.6565 | 2.6944 | 2.6944 | 2.9079 | 3.1831 | 3.1831
2025-09-02 12:00 | 1.8779 | 2.0446 | 3.1523 | 4.2156 | 4.2156 | 4.2156 | 2.2901 | 2.3228 | 2.3228 | 2.5068 | 2.7441 | 2.7441
2025-09-02 13:00 | 1.4122 | 1.5376 | 2.3706 | 3.1703 | 3.1703 | 3.1703 | 1.6336 | 1.6569 | 1.6569 | 1.7882 | 1.9574 | 1.9574
2025-09-02 14:00 | 1.1412 | 1.2425 | 1.9157 | 2.5619 | 2.5619 | 2.5619 | 1.5267 | 1.5485 | 1.5485 | 1.6712 | 1.8294 | 1.8294
2025-09-02 15:00 | 1.6527 | 1.7994 | 2.7743 | 3.7101 | 3.7101 | 3.7101 | 2.0954 | 2.1254 | 2.1254 | 2.2938 | 2.5108 | 2.5108
2025-09-02 16:00 | 2.3473 | 2.5557 | 3.9404 | 5.2695 | 5.2695 | 5.2695 | 2.8206 | 2.8609 | 2.8609 | 3.0876 | 3.3798 | 3.3798
2025-09-02 17:00 | 3.1489 | 3.4284 | 5.2859 | 7.0688 | 7.0688 | 7.0688 | 3.1794 | 3.2248 | 3.2248 | 3.4803 | 3.8097 | 3.8097
2025-09-02 18:00 | 3.5115 | 3.8232 | 5.8946 | 7.8828 | 7.8828 | 7.8828 | 3.2328 | 3.279 | 3.279 | 3.5388 | 3.8737 | 3.8737
2025-09-02 19:00 | 3.584 | 3.9022 | 6.0163 | 8.0456 | 8.0456 | 8.0456 | 3.126 | 3.1706 | 3.1706 | 3.4218 | 3.7456 | 3.7456
2025-09-02 20:00 | 3.6031 | 3.9229 | 6.0484 | 8.0885 | 8.0885 | 8.0885 | 3.0725 | 3.1164 | 3.1164 | 3.3634 | 3.6816 | 3.6816
2025-09-02 21:00 | 3.187 | 3.47 | 5.35 | 7.1545 | 7.1545 | 7.1545 | 2.7634 | 2.8028 | 2.8028 | 3.0249 | 3.3112 | 3.3112
2025-09-02 22:00 | 2.7634 | 3.0087 | 4.6388 | 6.2034 | 6.2034 | 6.2034 | 2.5038 | 2.5396 | 2.5396 | 2.7408 | 3.0002 | 3.0002
2025-09-02 23:00 | 2.4924 | 2.7136 | 4.1839 | 5.5951 | 5.5951 | 5.5951 | 2.2634 | 2.2957 | 2.2957 | 2.4776 | 2.712 | 2.712
2025-09-03 | 2.0153 | 2.1942 | 3.383 | 4.5241 | 4.5241 | 4.5241 | 1.9275 | 1.955 | 1.955 | 2.1099 | 2.3096 | 2.3096
2025-09-03 01:00 | 1.8779 | 2.0446 | 3.1523 | 4.2156 | 4.2156 | 4.2156 | 1.8702 | 1.897 | 1.897 | 2.0473 | 2.241 | 2.241
2025-09-03 02:00 | 1.813 | 1.9739 | 3.0434 | 4.0699 | 4.0699 | 4.0699 | 1.8893 | 1.9163 | 1.9163 | 2.0681 | 2.2639 | 2.2639
2025-09-03 03:00 | 1.8435 | 2.0072 | 3.0947 | 4.1385 | 4.1385 | 4.1385 | 1.9656 | 1.9937 | 1.9937 | 2.1517 | 2.3553 | 2.3553
2025-09-03 04:00 | 1.916 | 2.0861 | 3.2164 | 4.3013 | 4.3013 | 4.3013 | 2.1679 | 2.1989 | 2.1989 | 2.3731 | 2.5977 | 2.5977
2025-09-03 05:00 | 2.5153 | 2.7386 | 4.2223 | 5.6465 | 5.6465 | 5.6465 | 2.8626 | 2.9035 | 2.9035 | 3.1336 | 3.4301 | 3.4301
2025-09-03 06:00 | 3.1985 | 3.4824 | 5.3692 | 7.1802 | 7.1802 | 7.1802 | 3.4046 | 3.4532 | 3.4532 | 3.7268 | 4.0795 | 4.0795
2025-09-03 07:00 | 3.4542 | 3.7609 | 5.7985 | 7.7543 | 7.7543 | 7.7543 | 3.8397 | 3.8946 | 3.8946 | 4.2031 | 4.6009 | 4.6009
2025-09-03 08:00 | 2.813 | 3.0627 | 4.7221 | 6.3148 | 6.3148 | 6.3148 | 3.4695 | 3.519 | 3.519 | 3.7979 | 4.1573 | 4.1573
2025-09-03 09:00 | 1.9046 | 2.0737 | 3.1972 | 4.2756 | 4.2756 | 4.2756 | 2.6527 | 2.6906 | 2.6906 | 2.9038 | 3.1785 | 3.1785
2025-09-03 10:00 | 1.9733 | 2.1485 | 3.3125 | 4.4298 | 4.4298 | 4.4298 | 2.0763 | 2.106 | 2.106 | 2.2729 | 2.488 | 2.488
2025-09-03 11:00 | 2.2023 | 2.3978 | 3.6969 | 4.9439 | 4.9439 | 4.9439 | 2.3053 | 2.3383 | 2.3383 | 2.5236 | 2.7624 | 2.7624
2025-09-03 12:00 | 2.229 | 2.4269 | 3.7418 | 5.0039 | 5.0039 | 5.0039 | 2.4427 | 2.4776 | 2.4776 | 2.674 | 2.927 | 2.927
2025-09-03 13:00 | 2.0496 | 2.2316 | 3.4406 | 4.6012 | 4.6012 | 4.6012 | 2.2977 | 2.3305 | 2.3305 | 2.5152 | 2.7532 | 2.7532
2025-09-03 14:00 | 1.9809 | 2.1568 | 3.3253 | 4.4469 | 4.4469 | 4.4469 | 2.5344 | 2.5706 | 2.5706 | 2.7742 | 3.0368 | 3.0368
2025-09-03 15:00 | 1.7748 | 1.9324 | 2.9793 | 3.9843 | 3.9843 | 3.9843 | 2.6107 | 2.648 | 2.648 | 2.8578 | 3.1282 | 3.1282
2025-09-03 16:00 | 2.4885 | 2.7095 | 4.1775 | 5.5865 | 5.5865 | 5.5865 | 2.645 | 2.6828 | 2.6828 | 2.8954 | 3.1694 | 3.1694
2025-09-03 17:00 | 3.187 | 3.47 | 5.35 | 7.1545 | 7.1545 | 7.1545 | 3.1069 | 3.1513 | 3.1513 | 3.401 | 3.7228 | 3.7228
2025-09-03 18:00 | 3.4771 | 3.7858 | 5.8369 | 7.8057 | 7.8057 | 7.8057 | 3.1221 | 3.1667 | 3.1667 | 3.4177 | 3.7411 | 3.7411
2025-09-03 19:00 | 3.2634 | 3.5531 | 5.4781 | 7.3259 | 7.3259 | 7.3259 | 3.126 | 3.1706 | 3.1706 | 3.4218 | 3.7456 | 3.7456
2025-09-03 20:00 | 3.3282 | 3.6237 | 5.587 | 7.4716 | 7.4716 | 7.4716 | 2.855 | 2.8958 | 2.8958 | 3.1252 | 3.4209 | 3.4209
2025-09-03 21:00 | 2.9809 | 3.2456 | 5.004 | 6.6918 | 6.6918 | 6.6918 | 2.6336 | 2.6712 | 2.6712 | 2.8829 | 3.1557 | 3.1557
2025-09-03 22:00 | 2.5992 | 2.83 | 4.3633 | 5.835 | 5.835 | 5.835 | 2.2939 | 2.3267 | 2.3267 | 2.511 | 2.7486 | 2.7486
2025-09-03 23:00 | 2.2366 | 2.4352 | 3.7546 | 5.021 | 5.021 | 5.021 | 2.0344 | 2.0634 | 2.0634 | 2.2269 | 2.4376 | 2.4376
2025-09-04 | 1.8168 | 1.9781 | 3.0498 | 4.0785 | 4.0785 | 4.0785 | 1.7557 | 1.7808 | 1.7808 | 1.9219 | 2.1038 | 2.1038
2025-09-04 01:00 | 1.6641 | 1.8119 | 2.7935 | 3.7358 | 3.7358 | 3.7358 | 1.7137 | 1.7382 | 1.7382 | 1.876 | 2.0535 | 2.0535
2025-09-04 02:00 | 1.6603 | 1.8077 | 2.7871 | 3.7272 | 3.7272 | 3.7272 | 1.7023 | 1.7266 | 1.7266 | 1.8634 | 2.0398 | 2.0398
2025-09-04 03:00 | 1.6947 | 1.8451 | 2.8448 | 3.8043 | 3.8043 | 3.8043 | 1.7405 | 1.7653 | 1.7653 | 1.9052 | 2.0855 | 2.0855
2025-09-04 04:00 | 1.8244 | 1.9864 | 3.0626 | 4.0956 | 4.0956 | 4.0956 | 1.9466 | 1.9744 | 1.9744 | 2.1308 | 2.3325 | 2.3325
2025-09-04 05:00 | 2.4046 | 2.6181 | 4.0365 | 5.398 | 5.398 | 5.398 | 2.5992 | 2.6364 | 2.6364 | 2.8453 | 3.1145 | 3.1145
2025-09-04 06:00 | 3.0496 | 3.3204 | 5.1193 | 6.8461 | 6.8461 | 6.8461 | 2.8931 | 2.9345 | 2.9345 | 3.167 | 3.4667 | 3.4667
2025-09-04 07:00 | 3.1489 | 3.4284 | 5.2859 | 7.0688 | 7.0688 | 7.0688 | 3.145 | 3.19 | 3.19 | 3.4427 | 3.7685 | 3.7685
2025-09-04 08:00 | 2.3282 | 2.5349 | 3.9084 | 5.2267 | 5.2267 | 5.2267 | 2.8092 | 2.8493 | 2.8493 | 3.0751 | 3.3661 | 3.3661
2025-09-04 09:00 | 2.1221 | 2.3105 | 3.5624 | 4.764 | 4.764 | 4.764 | 2.7595 | 2.799 | 2.799 | 3.0207 | 3.3066 | 3.3066
2025-09-04 10:00 | 1.5038 | 1.6373 | 2.5244 | 3.3759 | 3.3759 | 3.3759 | 2.2481 | 2.2802 | 2.2802 | 2.4609 | 2.6938 | 2.6938
2025-09-04 11:00 | 1.2939 | 1.4088 | 2.172 | 2.9047 | 2.9047 | 2.9047 | 1.9618 | 1.9899 | 1.9899 | 2.1475 | 2.3507 | 2.3507
2025-09-04 12:00 | 1.7214 | 1.8742 | 2.8896 | 3.8643 | 3.8643 | 3.8643 | 2.0611 | 2.0905 | 2.0905 | 2.2562 | 2.4697 | 2.4697
2025-09-04 13:00 | 1.8244 | 1.9864 | 3.0626 | 4.0956 | 4.0956 | 4.0956 | 2.126 | 2.1563 | 2.1563 | 2.3272 | 2.5474 | 2.5474
2025-09-04 14:00 | 1.3817 | 1.5043 | 2.3194 | 3.1017 | 3.1017 | 3.1017 | 2.1679 | 2.1989 | 2.1989 | 2.3731 | 2.5977 | 2.5977
2025-09-04 15:00 | 1.5573 | 1.6955 | 2.6141 | 3.4959 | 3.4959 | 3.4959 | 2.229 | 2.2609 | 2.2609 | 2.44 | 2.6709 | 2.6709
2025-09-04 16:00 | 2.3244 | 2.5308 | 3.902 | 5.2181 | 5.2181 | 5.2181 | 2.5076 | 2.5435 | 2.5435 | 2.745 | 3.0048 | 3.0048
2025-09-04 17:00 | 2.8359 | 3.0876 | 4.7605 | 6.3662 | 6.3662 | 6.3662 | 3.1603 | 3.2055 | 3.2055 | 3.4594 | 3.7868 | 3.7868
2025-09-04 18:00 | 3.3588 | 3.657 | 5.6383 | 7.5401 | 7.5401 | 7.5401 | 3.2214 | 3.2674 | 3.2674 | 3.5263 | 3.86 | 3.86
2025-09-04 19:00 | 3.3397 | 3.6362 | 5.6063 | 7.4973 | 7.4973 | 7.4973 | 3.0763 | 3.1203 | 3.1203 | 3.3675 | 3.6862 | 3.6862
2025-09-04 20:00 | 3.3282 | 3.6237 | 5.587 | 7.4716 | 7.4716 | 7.4716 | 2.9275 | 2.9693 | 2.9693 | 3.2046 | 3.5078 | 3.5078
2025-09-04 21:00 | 2.8664 | 3.1209 | 4.8118 | 6.4348 | 6.4348 | 6.4348 | 2.5611 | 2.5977 | 2.5977 | 2.8035 | 3.0688 | 3.0688
2025-09-04 22:00 | 2.5534 | 2.7801 | 4.2864 | 5.7322 | 5.7322 | 5.7322 | 2.3397 | 2.3731 | 2.3731 | 2.5612 | 2.8035 | 2.8035
2025-09-04 23:00 | 2.1221 | 2.3105 | 3.5624 | 4.764 | 4.764 | 4.764 | 2.1107 | 2.1408 | 2.1408 | 2.3105 | 2.5291 | 2.5291
2025-09-05 | 1.9275 | 2.0986 | 3.2356 | 4.327 | 4.327 | 4.327 | 1.8969 | 1.924 | 1.924 | 2.0765 | 2.273 | 2.273
2025-09-05 01:00 | 1.7595 | 1.9158 | 2.9537 | 3.95 | 3.95 | 3.95 | 1.8817 | 1.9086 | 1.9086 | 2.0598 | 2.2547 | 2.2547
2025-09-05 02:00 | 1.7595 | 1.9158 | 2.9537 | 3.95 | 3.95 | 3.95 | 1.8359 | 1.8621 | 1.8621 | 2.0097 | 2.1998 | 2.1998
2025-09-05 03:00 | 1.8053 | 1.9656 | 3.0306 | 4.0528 | 4.0528 | 4.0528 | 1.9771 | 2.0053 | 2.0053 | 2.1642 | 2.369 | 2.369
2025-09-05 04:00 | 1.9618 | 2.136 | 3.2933 | 4.4041 | 4.4041 | 4.4041 | 2.2824 | 2.3151 | 2.3151 | 2.4985 | 2.7349 | 2.7349
2025-09-05 05:00 | 2.4046 | 2.6181 | 4.0365 | 5.398 | 5.398 | 5.398 | 2.958 | 3.0003 | 3.0003 | 3.238 | 3.5444 | 3.5444
2025-09-05 06:00 | 3.1908 | 3.4741 | 5.3564 | 7.1631 | 7.1631 | 7.1631 | 3.5229 | 3.5732 | 3.5732 | 3.8564 | 4.2213 | 4.2213
2025-09-05 07:00 | 3.3969 | 3.6985 | 5.7024 | 7.6258 | 7.6258 | 7.6258 | 3.6641 | 3.7165 | 3.7165 | 4.011 | 4.3905 | 4.3905
2025-09-05 08:00 | 2.7137 | 2.9547 | 4.5555 | 6.0921 | 6.0921 | 6.0921 | 3.1679 | 3.2132 | 3.2132 | 3.4678 | 3.796 | 3.796
2025-09-05 09:00 | 1.9618 | 2.136 | 3.2933 | 4.4041 | 4.4041 | 4.4041 | 2.6947 | 2.7332 | 2.7332 | 2.9497 | 3.2288 | 3.2288
2025-09-05 10:00 | 1.3664 | 1.4877 | 2.2938 | 3.0675 | 3.0675 | 3.0675 | 1.9695 | 1.9976 | 1.9976 | 2.1559 | 2.3599 | 2.3599
2025-09-05 11:00 | 1.084 | 1.1802 | 1.8196 | 2.4334 | 2.4334 | 2.4334 | 1.5725 | 1.595 | 1.595 | 1.7214 | 1.8843 | 1.8843
2025-09-05 12:00 | 0.98473 | 1.0722 | 1.653 | 2.2106 | 2.2106 | 2.2106 | 1.3817 | 1.4014 | 1.4014 | 1.5125 | 1.6556 | 1.6556
2025-09-05 13:00 | 1.0191 | 1.1096 | 1.7107 | 2.2877 | 2.2877 | 2.2877 | 1.1718 | 1.1885 | 1.1885 | 1.2827 | 1.404 | 1.404
2025-09-05 14:00 | 1.2137 | 1.3215 | 2.0375 | 2.7247 | 2.7247 | 2.7247 | 1.3702 | 1.3898 | 1.3898 | 1.4999 | 1.6419 | 1.6419
2025-09-05 15:00 | 1.6336 | 1.7786 | 2.7423 | 3.6672 | 3.6672 | 3.6672 | 1.9962 | 2.0247 | 2.0247 | 2.1851 | 2.3919 | 2.3919
2025-09-05 16:00 | 2.3168 | 2.5225 | 3.8891 | 5.201 | 5.201 | 5.201 | 2.4313 | 2.466 | 2.466 | 2.6614 | 2.9133 | 2.9133
2025-09-05 17:00 | 2.7634 | 3.0087 | 4.6388 | 6.2034 | 6.2034 | 6.2034 | 2.9275 | 2.9693 | 2.9693 | 3.2046 | 3.5078 | 3.5078
2025-09-05 18:00 | 3.0076 | 3.2747 | 5.0488 | 6.7518 | 6.7518 | 6.7518 | 2.9084 | 2.95 | 2.95 | 3.1837 | 3.485 | 3.485
2025-09-05 19:00 | 2.9237 | 3.1832 | 4.9079 | 6.5633 | 6.5633 | 6.5633 | 2.8015 | 2.8416 | 2.8416 | 3.0667 | 3.3569 | 3.3569
2025-09-05 20:00 | 2.958 | 3.2206 | 4.9655 | 6.6404 | 6.6404 | 6.6404 | 2.7099 | 2.7486 | 2.7486 | 2.9664 | 3.2471 | 3.2471
2025-09-05 21:00 | 2.855 | 3.1084 | 4.7926 | 6.4091 | 6.4091 | 6.4091 | 2.4466 | 2.4815 | 2.4815 | 2.6781 | 2.9316 | 2.9316
2025-09-05 22:00 | 2.6679 | 2.9048 | 4.4786 | 5.9892 | 5.9892 | 5.9892 | 2.4466 | 2.4815 | 2.4815 | 2.6781 | 2.9316 | 2.9316
2025-09-05 23:00 | 2.5611 | 2.7884 | 4.2992 | 5.7493 | 5.7493 | 5.7493 | 2.1794 | 2.2105 | 2.2105 | 2.3857 | 2.6114 | 2.6114
2025-09-06 | 2.1183 | 2.3064 | 3.556 | 4.7554 | 4.7554 | 4.7554 | 1.9237 | 1.9511 | 1.9511 | 2.1058 | 2.305 | 2.305
2025-09-06 01:00 | 1.9084 | 2.0778 | 3.2036 | 4.2841 | 4.2841 | 4.2841 | 1.7901 | 1.8157 | 1.8157 | 1.9595 | 2.1449 | 2.1449
2025-09-06 02:00 | 1.855 | 2.0196 | 3.1139 | 4.1642 | 4.1642 | 4.1642 | 1.8817 | 1.9086 | 1.9086 | 2.0598 | 2.2547 | 2.2547
2025-09-06 03:00 | 1.813 | 1.9739 | 3.0434 | 4.0699 | 4.0699 | 4.0699 | 1.8244 | 1.8505 | 1.8505 | 1.9971 | 2.1861 | 2.1861
2025-09-06 04:00 | 1.958 | 2.1318 | 3.2869 | 4.3955 | 4.3955 | 4.3955 | 1.855 | 1.8815 | 1.8815 | 2.0305 | 2.2227 | 2.2227
2025-09-06 05:00 | 2.1527 | 2.3438 | 3.6136 | 4.8325 | 4.8325 | 4.8325 | 2.126 | 2.1563 | 2.1563 | 2.3272 | 2.5474 | 2.5474
2025-09-06 06:00 | 2.4313 | 2.6471 | 4.0814 | 5.458 | 5.458 | 5.458 | 2.3931 | 2.4273 | 2.4273 | 2.6197 | 2.8675 | 2.8675
2025-09-06 07:00 | 2.5573 | 2.7843 | 4.2928 | 5.7408 | 5.7408 | 5.7408 | 2.5916 | 2.6286 | 2.6286 | 2.8369 | 3.1054 | 3.1054
2025-09-06 08:00 | 2.2443 | 2.4435 | 3.7674 | 5.0382 | 5.0382 | 5.0382 | 2.3244 | 2.3576 | 2.3576 | 2.5444 | 2.7852 | 2.7852
2025-09-06 09:00 | 1.6794 | 1.8285 | 2.8191 | 3.7701 | 3.7701 | 3.7701 | 1.6336 | 1.6569 | 1.6569 | 1.7882 | 1.9574 | 1.9574
2025-09-06 10:00 | 1.4618 | 1.5916 | 2.4539 | 3.2817 | 3.2817 | 3.2817 | 1.2519 | 1.2698 | 1.2698 | 1.3704 | 1.5001 | 1.5001
2025-09-06 11:00 | 1.145 | 1.2467 | 1.9221 | 2.5705 | 2.5705 | 2.5705 | 0.82061 | 0.83234 | 0.83234 | 0.89829 | 0.98329 | 0.98329
2025-09-06 12:00 | 0.9542 | 1.0389 | 1.6018 | 2.1421 | 2.1421 | 2.1421 | 0.6374 | 0.64651 | 0.64651 | 0.69774 | 0.76376 | 0.76376
2025-09-06 13:00 | 0.88931 | 0.96827 | 1.4929 | 1.9964 | 1.9964 | 1.9964 | 0.72519 | 0.73555 | 0.73555 | 0.79383 | 0.86895 | 0.86895
2025-09-06 14:00 | 1.0954 | 1.1927 | 1.8389 | 2.4591 | 2.4591 | 2.4591 | 0.92748 | 0.94073 | 0.94073 | 1.0153 | 1.1113 | 1.1113
2025-09-06 15:00 | 1.4618 | 1.5916 | 2.4539 | 3.2817 | 3.2817 | 3.2817 | 1.3435 | 1.3627 | 1.3627 | 1.4707 | 1.6099 | 1.6099
2025-09-06 16:00 | 2.0267 | 2.2066 | 3.4022 | 4.5498 | 4.5498 | 4.5498 | 1.8282 | 1.8544 | 1.8544 | 2.0013 | 2.1907 | 2.1907
2025-09-06 17:00 | 2.4924 | 2.7136 | 4.1839 | 5.5951 | 5.5951 | 5.5951 | 2.1908 | 2.2221 | 2.2221 | 2.3982 | 2.6252 | 2.6252
2025-09-06 18:00 | 2.729 | 2.9713 | 4.5811 | 6.1263 | 6.1263 | 6.1263 | 2.3817 | 2.4157 | 2.4157 | 2.6071 | 2.8538 | 2.8538
2025-09-06 19:00 | 2.6756 | 2.9131 | 4.4914 | 6.0064 | 6.0064 | 6.0064 | 2.3664 | 2.4002 | 2.4002 | 2.5904 | 2.8355 | 2.8355
2025-09-06 20:00 | 2.7061 | 2.9464 | 4.5427 | 6.0749 | 6.0749 | 6.0749 | 2.3664 | 2.4002 | 2.4002 | 2.5904 | 2.8355 | 2.8355
2025-09-06 21:00 | 2.5153 | 2.7386 | 4.2223 | 5.6465 | 5.6465 | 5.6465 | 2.1679 | 2.1989 | 2.1989 | 2.3731 | 2.5977 | 2.5977
2025-09-06 22:00 | 2.2977 | 2.5017 | 3.8571 | 5.1581 | 5.1581 | 5.1581 | 2.1221 | 2.1525 | 2.1525 | 2.323 | 2.5428 | 2.5428
2025-09-06 23:00 | 2.126 | 2.3147 | 3.5688 | 4.7725 | 4.7725 | 4.7725 | 1.9542 | 1.9821 | 1.9821 | 2.1392 | 2.3416 | 2.3416
2025-09-07 | 1.8817 | 2.0487 | 3.1587 | 4.2242 | 4.2242 | 4.2242 | 1.7214 | 1.746 | 1.746 | 1.8843 | 2.0626 | 2.0626
2025-09-07 01:00 | 1.7672 | 1.9241 | 2.9665 | 3.9671 | 3.9671 | 3.9671 | 1.7443 | 1.7692 | 1.7692 | 1.9094 | 2.0901 | 2.0901
2025-09-07 02:00 | 1.8244 | 1.9864 | 3.0626 | 4.0956 | 4.0956 | 4.0956 | 1.6756 | 1.6995 | 1.6995 | 1.8342 | 2.0077 | 2.0077
2025-09-07 03:00 | 1.8092 | 1.9698 | 3.037 | 4.0614 | 4.0614 | 4.0614 | 1.729 | 1.7537 | 1.7537 | 1.8927 | 2.0718 | 2.0718
2025-09-07 04:00 | 1.7557 | 1.9116 | 2.9473 | 3.9414 | 3.9414 | 3.9414 | 1.8092 | 1.835 | 1.835 | 1.9804 | 2.1678 | 2.1678
2025-09-07 05:00 | 2.0076 | 2.1859 | 3.3702 | 4.5069 | 4.5069 | 4.5069 | 1.8511 | 1.8776 | 1.8776 | 2.0264 | 2.2181 | 2.2181
2025-09-07 06:00 | 2.1641 | 2.3563 | 3.6329 | 4.8582 | 4.8582 | 4.8582 | 2.0115 | 2.0402 | 2.0402 | 2.2018 | 2.4102 | 2.4102
2025-09-07 07:00 | 2.1298 | 2.3189 | 3.5752 | 4.7811 | 4.7811 | 4.7811 | 2.2481 | 2.2802 | 2.2802 | 2.4609 | 2.6938 | 2.6938
2025-09-07 08:00 | 1.7977 | 1.9573 | 3.0178 | 4.0357 | 4.0357 | 4.0357 | 1.958 | 1.986 | 1.986 | 2.1434 | 2.3462 | 2.3462
2025-09-07 09:00 | 1.7099 | 1.8617 | 2.8704 | 3.8386 | 3.8386 | 3.8386 | 1.5382 | 1.5601 | 1.5601 | 1.6838 | 1.8431 | 1.8431
2025-09-07 10:00 | 1.5649 | 1.7038 | 2.6269 | 3.513 | 3.513 | 3.513 | 1.5611 | 1.5834 | 1.5834 | 1.7088 | 1.8705 | 1.8705
2025-09-07 11:00 | 1.6489 | 1.7952 | 2.7679 | 3.7015 | 3.7015 | 3.7015 | 1.4924 | 1.5137 | 1.5137 | 1.6336 | 1.7882 | 1.7882
2025-09-07 12:00 | 1.5038 | 1.6373 | 2.5244 | 3.3759 | 3.3759 | 3.3759 | 1.2366 | 1.2543 | 1.2543 | 1.3537 | 1.4818 | 1.4818
2025-09-07 13:00 | 1.4046 | 1.5293 | 2.3578 | 3.1531 | 3.1531 | 3.1531 | 1.0802 | 1.0956 | 1.0956 | 1.1824 | 1.2943 | 1.2943
2025-09-07 14:00 | 1.7634 | 1.9199 | 2.9601 | 3.9586 | 3.9586 | 3.9586 | 1.4771 | 1.4982 | 1.4982 | 1.6169 | 1.7699 | 1.7699
2025-09-07 15:00 | 1.8244 | 1.9864 | 3.0626 | 4.0956 | 4.0956 | 4.0956 | 1.5115 | 1.533 | 1.533 | 1.6545 | 1.8111 | 1.8111
2025-09-07 16:00 | 2.2137 | 2.4103 | 3.7162 | 4.9696 | 4.9696 | 4.9696 | 1.9237 | 1.9511 | 1.9511 | 2.1058 | 2.305 | 2.305
2025-09-07 17:00 | 2.6221 | 2.8549 | 4.4017 | 5.8864 | 5.8864 | 5.8864 | 2.3206 | 2.3538 | 2.3538 | 2.5403 | 2.7807 | 2.7807
2025-09-07 18:00 | 2.7786 | 3.0253 | 4.6644 | 6.2377 | 6.2377 | 6.2377 | 2.355 | 2.3886 | 2.3886 | 2.5779 | 2.8218 | 2.8218
2025-09-07 19:00 | 2.7595 | 3.0045 | 4.6324 | 6.1949 | 6.1949 | 6.1949 | 2.187 | 2.2183 | 2.2183 | 2.394 | 2.6206 | 2.6206
2025-09-07 20:00 | 2.5496 | 2.776 | 4.28 | 5.7236 | 5.7236 | 5.7236 | 2.1565 | 2.1873 | 2.1873 | 2.3606 | 2.584 | 2.584
2025-09-07 21:00 | 2.3626 | 2.5723 | 3.966 | 5.3038 | 5.3038 | 5.3038 | 1.958 | 1.986 | 1.986 | 2.1434 | 2.3462 | 2.3462
2025-09-07 22:00 | 2.271 | 2.4726 | 3.8123 | 5.0981 | 5.0981 | 5.0981 | 1.813 | 1.8389 | 1.8389 | 1.9846 | 2.1724 | 2.1724
2025-09-07 23:00 | 1.916 | 2.0861 | 3.2164 | 4.3013 | 4.3013 | 4.3013 | 1.6908 | 1.715 | 1.715 | 1.8509 | 2.026 | 2.026
2025-09-08 | 1.7214 | 1.8742 | 2.8896 | 3.8643 | 3.8643 | 3.8643 | 1.584 | 1.6066 | 1.6066 | 1.7339 | 1.898 | 1.898
2025-09-08 01:00 | 1.5076 | 1.6415 | 2.5308 | 3.3845 | 3.3845 | 3.3845 | 1.416 | 1.4363 | 1.4363 | 1.5501 | 1.6967 | 1.6967
2025-09-08 02:00 | 1.4924 | 1.6249 | 2.5052 | 3.3502 | 3.3502 | 3.3502 | 1.4275 | 1.4479 | 1.4479 | 1.5626 | 1.7105 | 1.7105
2025-09-08 03:00 | 1.4046 | 1.5293 | 2.3578 | 3.1531 | 3.1531 | 3.1531 | 1.416 | 1.4363 | 1.4363 | 1.5501 | 1.6967 | 1.6967
2025-09-08 04:00 | 1.5038 | 1.6373 | 2.5244 | 3.3759 | 3.3759 | 3.3759 | 1.6031 | 1.626 | 1.626 | 1.7548 | 1.9208 | 1.9208
2025-09-08 05:00 | 1.7481 | 1.9033 | 2.9345 | 3.9243 | 3.9243 | 3.9243 | 2.0305 | 2.0595 | 2.0595 | 2.2227 | 2.4331 | 2.4331
2025-09-08 06:00 | 2.3282 | 2.5349 | 3.9084 | 5.2267 | 5.2267 | 5.2267 | 2.4504 | 2.4854 | 2.4854 | 2.6823 | 2.9361 | 2.9361
2025-09-08 07:00 | 2.7443 | 2.9879 | 4.6067 | 6.1606 | 6.1606 | 6.1606 | 2.7748 | 2.8145 | 2.8145 | 3.0375 | 3.3249 | 3.3249
2025-09-08 08:00 | 2.374 | 2.5848 | 3.9853 | 5.3295 | 5.3295 | 5.3295 | 2.8626 | 2.9035 | 2.9035 | 3.1336 | 3.4301 | 3.4301
2025-09-08 09:00 | 1.4198 | 1.5459 | 2.3835 | 3.1874 | 3.1874 | 3.1874 | 1.958 | 1.986 | 1.986 | 2.1434 | 2.3462 | 2.3462
2025-09-08 10:00 | 0.90076 | 0.98073 | 1.5121 | 2.0221 | 2.0221 | 2.0221 | 1.5115 | 1.533 | 1.533 | 1.6545 | 1.8111 | 1.8111
2025-09-08 11:00 | 1.2786 | 1.3921 | 2.1464 | 2.8704 | 2.8704 | 2.8704 | 1.229 | 1.2466 | 1.2466 | 1.3453 | 1.4726 | 1.4726
2025-09-08 12:00 | 0.73664 | 0.80204 | 1.2366 | 1.6537 | 1.6537 | 1.6537 | 1.0038 | 1.0182 | 1.0182 | 1.0988 | 1.2028 | 1.2028
2025-09-08 13:00 | 1.5076 | 1.6415 | 2.5308 | 3.3845 | 3.3845 | 3.3845 | 0.90076 | 0.91363 | 0.91363 | 0.98603 | 1.0793 | 1.0793
2025-09-08 14:00 | 1.7443 | 1.8991 | 2.9281 | 3.9157 | 3.9157 | 3.9157 | 1.3969 | 1.4169 | 1.4169 | 1.5292 | 1.6739 | 1.6739
2025-09-08 15:00 | 1.5191 | 1.6539 | 2.55 | 3.4102 | 3.4102 | 3.4102 | 2.0649 | 2.0944 | 2.0944 | 2.2603 | 2.4742 | 2.4742
2025-09-08 16:00 | 1.8702 | 2.0363 | 3.1395 | 4.1985 | 4.1985 | 4.1985 | 2.1908 | 2.2221 | 2.2221 | 2.3982 | 2.6252 | 2.6252
2025-09-08 17:00 | 2.4466 | 2.6638 | 4.107 | 5.4923 | 5.4923 | 5.4923 | 2.6336 | 2.6712 | 2.6712 | 2.8829 | 3.1557 | 3.1557
2025-09-08 18:00 | 2.7824 | 3.0295 | 4.6708 | 6.2463 | 6.2463 | 6.2463 | 2.584 | 2.6209 | 2.6209 | 2.8286 | 3.0962 | 3.0962
2025-09-08 19:00 | 2.7672 | 3.0128 | 4.6452 | 6.212 | 6.212 | 6.212 | 2.3779 | 2.4118 | 2.4118 | 2.6029 | 2.8493 | 2.8493
2025-09-08 20:00 | 2.5878 | 2.8175 | 4.3441 | 5.8093 | 5.8093 | 5.8093 | 2.2672 | 2.2996 | 2.2996 | 2.4818 | 2.7166 | 2.7166
2025-09-08 21:00 | 2.3817 | 2.5931 | 3.9981 | 5.3466 | 5.3466 | 5.3466 | 2.1031 | 2.1331 | 2.1331 | 2.3021 | 2.52 | 2.52
2025-09-08 22:00 | 2.2137 | 2.4103 | 3.7162 | 4.9696 | 4.9696 | 4.9696 | 1.916 | 1.9434 | 1.9434 | 2.0974 | 2.2959 | 2.2959
2025-09-08 23:00 | 1.8244 | 1.9864 | 3.0626 | 4.0956 | 4.0956 | 4.0956 | 1.7252 | 1.7498 | 1.7498 | 1.8885 | 2.0672 | 2.0672
2025-09-09 | 1.6756 | 1.8243 | 2.8127 | 3.7615 | 3.7615 | 3.7615 | 1.5649 | 1.5872 | 1.5872 | 1.713 | 1.8751 | 1.8751
2025-09-09 01:00 | 1.4542 | 1.5833 | 2.4411 | 3.2645 | 3.2645 | 3.2645 | 1.4962 | 1.5176 | 1.5176 | 1.6378 | 1.7928 | 1.7928
2025-09-09 02:00 | 1.5802 | 1.7204 | 2.6526 | 3.5473 | 3.5473 | 3.5473 | 1.4542 | 1.475 | 1.475 | 1.5918 | 1.7425 | 1.7425
2025-09-09 03:00 | 1.5344 | 1.6706 | 2.5757 | 3.4445 | 3.4445 | 3.4445 | 1.4924 | 1.5137 | 1.5137 | 1.6336 | 1.7882 | 1.7882
2025-09-09 04:00 | 1.6221 | 1.7662 | 2.723 | 3.6415 | 3.6415 | 3.6415 | 1.7328 | 1.7576 | 1.7576 | 1.8968 | 2.0763 | 2.0763
2025-09-09 05:00 | 1.8206 | 1.9822 | 3.0562 | 4.0871 | 4.0871 | 4.0871 | 2.1527 | 2.1834 | 2.1834 | 2.3564 | 2.5794 | 2.5794
2025-09-09 06:00 | 2.3435 | 2.5516 | 3.934 | 5.2609 | 5.2609 | 5.2609 | 2.3473 | 2.3809 | 2.3809 | 2.5695 | 2.8127 | 2.8127
2025-09-09 07:00 | 2.3092 | 2.5142 | 3.8763 | 5.1838 | 5.1838 | 5.1838 | 2.5649 | 2.6015 | 2.6015 | 2.8077 | 3.0734 | 3.0734
2025-09-09 08:00 | 2.8168 | 3.0669 | 4.7285 | 6.3234 | 6.3234 | 6.3234 | 2.2824 | 2.3151 | 2.3151 | 2.4985 | 2.7349 | 2.7349
2025-09-09 09:00 | 2.4962 | 2.7178 | 4.1903 | 5.6037 | 5.6037 | 5.6037 | 1.771 | 1.7963 | 1.7963 | 1.9386 | 2.1221 | 2.1221
2025-09-09 10:00 | 2.3855 | 2.5973 | 4.0045 | 5.3552 | 5.3552 | 5.3552 | 1.2405 | 1.2582 | 1.2582 | 1.3579 | 1.4864 | 1.4864
2025-09-09 11:00 | 2.5763 | 2.8051 | 4.3248 | 5.7836 | 5.7836 | 5.7836 | 0.99237 | 1.0065 | 1.0065 | 1.0863 | 1.1891 | 1.1891
2025-09-09 12:00 | 2.6908 | 2.9297 | 4.517 | 6.0407 | 6.0407 | 6.0407 | 0.94656 | 0.96009 | 0.96009 | 1.0362 | 1.1342 | 1.1342
2025-09-09 13:00 | 2.5076 | 2.7303 | 4.2095 | 5.6294 | 5.6294 | 5.6294 | 0.94656 | 0.96009 | 0.96009 | 1.0362 | 1.1342 | 1.1342
2025-09-09 14:00 | 2.5229 | 2.7469 | 4.2351 | 5.6636 | 5.6636 | 5.6636 | 1.1031 | 1.1188 | 1.1188 | 1.2075 | 1.3217 | 1.3217
2025-09-09 15:00 | 2.874 | 3.1292 | 4.8246 | 6.4519 | 6.4519 | 6.4519 | 1.8168 | 1.8428 | 1.8428 | 1.9888 | 2.177 | 2.177
2025-09-09 16:00 | 3.4084 | 3.711 | 5.7216 | 7.6515 | 7.6515 | 7.6515 | 2.2863 | 2.3189 | 2.3189 | 2.5027 | 2.7395 | 2.7395
2025-09-09 17:00 | 2.4924 | 2.7136 | 4.1839 | 5.5951 | 5.5951 | 5.5951 | 2.4122 | 2.4467 | 2.4467 | 2.6405 | 2.8904 | 2.8904
2025-09-09 18:00 | 2.8626 | 3.1167 | 4.8054 | 6.4262 | 6.4262 | 6.4262 | 2.5534 | 2.5899 | 2.5899 | 2.7951 | 3.0596 | 3.0596
2025-09-09 19:00 | 2.7252 | 2.9671 | 4.5747 | 6.1178 | 6.1178 | 6.1178 | 2.4962 | 2.5318 | 2.5318 | 2.7325 | 2.991 | 2.991
2025-09-09 20:00 | 2.4275 | 2.643 | 4.075 | 5.4494 | 5.4494 | 5.4494 | 2.2366 | 2.2686 | 2.2686 | 2.4484 | 2.68 | 2.68
2025-09-09 21:00 | 2.3053 | 2.51 | 3.8699 | 5.1753 | 5.1753 | 5.1753 | 2.2023 | 2.2338 | 2.2338 | 2.4107 | 2.6389 | 2.6389
2025-09-09 22:00 | 2.1336 | 2.323 | 3.5816 | 4.7897 | 4.7897 | 4.7897 | 1.9695 | 1.9976 | 1.9976 | 2.1559 | 2.3599 | 2.3599
2025-09-09 23:00 | 1.8321 | 1.9947 | 3.0754 | 4.1128 | 4.1128 | 4.1128 | 1.729 | 1.7537 | 1.7537 | 1.8927 | 2.0718 | 2.0718
2025-09-10 | 1.7214 | 1.8742 | 2.8896 | 3.8643 | 3.8643 | 3.8643 | 1.584 | 1.6066 | 1.6066 | 1.7339 | 1.898 | 1.898
2025-09-10 01:00 | 1.584 | 1.7246 | 2.659 | 3.5558 | 3.5558 | 3.5558 | 1.5153 | 1.5369 | 1.5369 | 1.6587 | 1.8157 | 1.8157
2025-09-10 02:00 | 1.5763 | 1.7163 | 2.6462 | 3.5387 | 3.5387 | 3.5387 | 1.5076 | 1.5292 | 1.5292 | 1.6503 | 1.8065 | 1.8065
2025-09-10 03:00 | 1.5267 | 1.6623 | 2.5629 | 3.4273 | 3.4273 | 3.4273 | 1.4885 | 1.5098 | 1.5098 | 1.6294 | 1.7836 | 1.7836
2025-09-10 04:00 | 1.6374 | 1.7828 | 2.7487 | 3.6758 | 3.6758 | 3.6758 | 1.6679 | 1.6918 | 1.6918 | 1.8258 | 1.9986 | 1.9986
2025-09-10 05:00 | 1.9809 | 2.1568 | 3.3253 | 4.4469 | 4.4469 | 4.4469 | 2.3053 | 2.3383 | 2.3383 | 2.5236 | 2.7624 | 2.7624
2025-09-10 06:00 | 2.4389 | 2.6555 | 4.0942 | 5.4751 | 5.4751 | 5.4751 | 2.6756 | 2.7138 | 2.7138 | 2.9288 | 3.206 | 3.206
2025-09-10 07:00 | 2.9275 | 3.1874 | 4.9143 | 6.5719 | 6.5719 | 6.5719 | 3.0992 | 3.1435 | 3.1435 | 3.3926 | 3.7136 | 3.7136
2025-09-10 08:00 | 2.8168 | 3.0669 | 4.7285 | 6.3234 | 6.3234 | 6.3234 | 3.0878 | 3.1319 | 3.1319 | 3.3801 | 3.6999 | 3.6999
2025-09-10 09:00 | 2.4962 | 2.7178 | 4.1903 | 5.6037 | 5.6037 | 5.6037 | 3.126 | 3.1706 | 3.1706 | 3.4218 | 3.7456 | 3.7456
2025-09-10 10:00 | 2.3855 | 2.5973 | 4.0045 | 5.3552 | 5.3552 | 5.3552 | 3.0267 | 3.07 | 3.07 | 3.3132 | 3.6267 | 3.6267
2025-09-10 11:00 | 2.5763 | 2.8051 | 4.3248 | 5.7836 | 5.7836 | 5.7836 | 3.2519 | 3.2984 | 3.2984 | 3.5597 | 3.8966 | 3.8966
2025-09-10 12:00 | 2.6908 | 2.9297 | 4.517 | 6.0407 | 6.0407 | 6.0407 | 3.4389 | 3.4881 | 3.4881 | 3.7644 | 4.1207 | 4.1207
2025-09-10 13:00 | 2.5076 | 2.7303 | 4.2095 | 5.6294 | 5.6294 | 5.6294 | 3.2366 | 3.2829 | 3.2829 | 3.543 | 3.8783 | 3.8783
2025-09-10 14:00 | 2.5229 | 2.7469 | 4.2351 | 5.6636 | 5.6636 | 5.6636 | 3.187 | 3.2326 | 3.2326 | 3.4887 | 3.8188 | 3.8188
2025-09-10 15:00 | 2.874 | 3.1292 | 4.8246 | 6.4519 | 6.4519 | 6.4519 | 3.2443 | 3.2906 | 3.2906 | 3.5514 | 3.8874 | 3.8874
2025-09-10 16:00 | 3.4084 | 3.711 | 5.7216 | 7.6515 | 7.6515 | 7.6515 | 3.4046 | 3.4532 | 3.4532 | 3.7268 | 4.0795 | 4.0795
2025-09-10 17:00 | 3.8969 | 4.2429 | 6.5417 | 8.7482 | 8.7482 | 8.7482 | 3.5496 | 3.6003 | 3.6003 | 3.8856 | 4.2533 | 4.2533
2025-09-10 18:00 | 4.1145 | 4.4798 | 6.9069 | 9.2366 | 9.2366 | 9.2366 | 3.542 | 3.5926 | 3.5926 | 3.8773 | 4.2442 | 4.2442
2025-09-10 19:00 | 3.7863 | 4.1224 | 6.3559 | 8.4998 | 8.4998 | 8.4998 | 3.4237 | 3.4726 | 3.4726 | 3.7477 | 4.1024 | 4.1024
2025-09-10 20:00 | 3.5076 | 3.819 | 5.8882 | 7.8743 | 7.8743 | 7.8743 | 3.1145 | 3.159 | 3.159 | 3.4093 | 3.7319 | 3.7319
2025-09-10 21:00 | 3.4084 | 3.711 | 5.7216 | 7.6515 | 7.6515 | 7.6515 | 2.8588 | 2.8996 | 2.8996 | 3.1294 | 3.4255 | 3.4255
2025-09-10 22:00 | 3.1069 | 3.3827 | 5.2154 | 6.9746 | 6.9746 | 6.9746 | 2.4389 | 2.4738 | 2.4738 | 2.6698 | 2.9224 | 2.9224
2025-09-10 23:00 | 2.5802 | 2.8092 | 4.3312 | 5.7922 | 5.7922 | 5.7922 | 2.2214 | 2.2531 | 2.2531 | 2.4316 | 2.6617 | 2.6617
2025-09-11 | 2.1832 | 2.377 | 3.6649 | 4.9011 | 4.9011 | 4.9011 | 1.916 | 1.9434 | 1.9434 | 2.0974 | 2.2959 | 2.2959
2025-09-11 01:00 | 2 | 2.1776 | 3.3573 | 4.4898 | 4.4898 | 4.4898 | 1.9122 | 1.9395 | 1.9395 | 2.0932 | 2.2913 | 2.2913
2025-09-11 02:00 | 1.9237 | 2.0944 | 3.2292 | 4.3184 | 4.3184 | 4.3184 | 1.8511 | 1.8776 | 1.8776 | 2.0264 | 2.2181 | 2.2181
2025-09-11 03:00 | 1.9046 | 2.0737 | 3.1972 | 4.2756 | 4.2756 | 4.2756 | 1.8511 | 1.8776 | 1.8776 | 2.0264 | 2.2181 | 2.2181
2025-09-11 04:00 | 1.9809 | 2.1568 | 3.3253 | 4.4469 | 4.4469 | 4.4469 | 2.1221 | 2.1525 | 2.1525 | 2.323 | 2.5428 | 2.5428
2025-09-11 05:00 | 2.4847 | 2.7053 | 4.1711 | 5.578 | 5.578 | 5.578 | 2.6145 | 2.6519 | 2.6519 | 2.862 | 3.1328 | 3.1328
2025-09-11 06:00 | 3.1756 | 3.4575 | 5.3308 | 7.1288 | 7.1288 | 7.1288 | 2.9771 | 3.0196 | 3.0196 | 3.2589 | 3.5673 | 3.5673
2025-09-11 07:00 | 3.3244 | 3.6196 | 5.5806 | 7.463 | 7.463 | 7.463 | 3.4427 | 3.4919 | 3.4919 | 3.7686 | 4.1252 | 4.1252
2025-09-11 08:00 | 2.8931 | 3.15 | 4.8566 | 6.4948 | 6.4948 | 6.4948 | 3.3282 | 3.3758 | 3.3758 | 3.6433 | 3.988 | 3.988
2025-09-11 09:00 | 2.0458 | 2.2274 | 3.4342 | 4.5926 | 4.5926 | 4.5926 | 2.687 | 2.7254 | 2.7254 | 2.9414 | 3.2197 | 3.2197
2025-09-11 10:00 | 1.8244 | 1.9864 | 3.0626 | 4.0956 | 4.0956 | 4.0956 | 2.6183 | 2.6557 | 2.6557 | 2.8662 | 3.1374 | 3.1374
2025-09-11 11:00 | 1.4962 | 1.629 | 2.5116 | 3.3588 | 3.3588 | 3.3588 | 2.0267 | 2.0557 | 2.0557 | 2.2186 | 2.4285 | 2.4285
2025-09-11 12:00 | 1.6374 | 1.7828 | 2.7487 | 3.6758 | 3.6758 | 3.6758 | 2.2061 | 2.2376 | 2.2376 | 2.4149 | 2.6434 | 2.6434
2025-09-11 13:00 | 1.7786 | 1.9365 | 2.9857 | 3.9928 | 3.9928 | 3.9928 | 2.3702 | 2.4041 | 2.4041 | 2.5946 | 2.8401 | 2.8401
2025-09-11 14:00 | 1.8969 | 2.0654 | 3.1844 | 4.2584 | 4.2584 | 4.2584 | 2.3626 | 2.3964 | 2.3964 | 2.5862 | 2.831 | 2.831
2025-09-11 15:00 | 1.5802 | 1.7204 | 2.6526 | 3.5473 | 3.5473 | 3.5473 | 2.2786 | 2.3112 | 2.3112 | 2.4943 | 2.7303 | 2.7303
2025-09-11 16:00 | 2.2748 | 2.4768 | 3.8187 | 5.1067 | 5.1067 | 5.1067 | 2.6145 | 2.6519 | 2.6519 | 2.862 | 3.1328 | 3.1328
2025-09-11 17:00 | 3.1298 | 3.4076 | 5.2539 | 7.026 | 7.026 | 7.026 | 2.9046 | 2.9461 | 2.9461 | 3.1795 | 3.4804 | 3.4804
2025-09-11 18:00 | 3.374 | 3.6736 | 5.6639 | 7.5744 | 7.5744 | 7.5744 | 3.0076 | 3.0506 | 3.0506 | 3.2923 | 3.6039 | 3.6039
2025-09-11 19:00 | 3.2405 | 3.5281 | 5.4397 | 7.2745 | 7.2745 | 7.2745 | 2.9198 | 2.9616 | 2.9616 | 3.1962 | 3.4987 | 3.4987
2025-09-11 20:00 | 3.084 | 3.3578 | 5.177 | 6.9232 | 6.9232 | 6.9232 | 2.7863 | 2.8261 | 2.8261 | 3.05 | 3.3386 | 3.3386
2025-09-11 21:00 | 3.0344 | 3.3037 | 5.0937 | 6.8118 | 6.8118 | 6.8118 | 2.6756 | 2.7138 | 2.7138 | 2.9288 | 3.206 | 3.206
2025-09-11 22:00 | 2.6908 | 2.9297 | 4.517 | 6.0407 | 6.0407 | 6.0407 | 2.3511 | 2.3847 | 2.3847 | 2.5737 | 2.8172 | 2.8172
2025-09-11 23:00 | 2.3435 | 2.5516 | 3.934 | 5.2609 | 5.2609 | 5.2609 | 2.1832 | 2.2144 | 2.2144 | 2.3899 | 2.616 | 2.616
2025-09-12 | 2.1527 | 2.3438 | 3.6136 | 4.8325 | 4.8325 | 4.8325 | 1.8206 | 1.8466 | 1.8466 | 1.9929 | 2.1815 | 2.1815
2025-09-12 01:00 | 2.0153 | 2.1942 | 3.383 | 4.5241 | 4.5241 | 4.5241 | 1.8206 | 1.8466 | 1.8466 | 1.9929 | 2.1815 | 2.1815
2025-09-12 02:00 | 1.9695 | 2.1443 | 3.3061 | 4.4212 | 4.4212 | 4.4212 | 1.8397 | 1.866 | 1.866 | 2.0138 | 2.2044 | 2.2044
2025-09-12 03:00 | 1.9275 | 2.0986 | 3.2356 | 4.327 | 4.327 | 4.327 | 1.8817 | 1.9086 | 1.9086 | 2.0598 | 2.2547 | 2.2547
2025-09-12 04:00 | 2.0649 | 2.2482 | 3.4663 | 4.6355 | 4.6355 | 4.6355 | 2.1947 | 2.226 | 2.226 | 2.4024 | 2.6297 | 2.6297
2025-09-12 05:00 | 2.4542 | 2.6721 | 4.1198 | 5.5094 | 5.5094 | 5.5094 | 2.855 | 2.8958 | 2.8958 | 3.1252 | 3.4209 | 3.4209
2025-09-12 06:00 | 3.2634 | 3.5531 | 5.4781 | 7.3259 | 7.3259 | 7.3259 | 3.3855 | 3.4339 | 3.4339 | 3.706 | 4.0566 | 4.0566
2025-09-12 07:00 | 3.3321 | 3.6279 | 5.5934 | 7.4801 | 7.4801 | 7.4801 | 3.5382 | 3.5887 | 3.5887 | 3.8731 | 4.2396 | 4.2396
2025-09-12 08:00 | 2.7901 | 3.0378 | 4.6836 | 6.2634 | 6.2634 | 6.2634 | 3.1832 | 3.2287 | 3.2287 | 3.4845 | 3.8142 | 3.8142
2025-09-12 09:00 | 1.9313 | 2.1028 | 3.242 | 4.3356 | 4.3356 | 4.3356 | 2.374 | 2.408 | 2.408 | 2.5988 | 2.8447 | 2.8447
2025-09-12 10:00 | 1.355 | 1.4753 | 2.2745 | 3.0417 | 3.0417 | 3.0417 | 1.855 | 1.8815 | 1.8815 | 2.0305 | 2.2227 | 2.2227
2025-09-12 11:00 | 1.0076 | 1.0971 | 1.6915 | 2.262 | 2.262 | 2.262 | 1.4237 | 1.444 | 1.444 | 1.5584 | 1.7059 | 1.7059
2025-09-12 12:00 | 0.89695 | 0.97658 | 1.5057 | 2.0136 | 2.0136 | 2.0136 | 1.0534 | 1.0685 | 1.0685 | 1.1531 | 1.2623 | 1.2623
2025-09-12 13:00 | 0.87023 | 0.94749 | 1.4608 | 1.9536 | 1.9536 | 1.9536 | 1.1107 | 1.1266 | 1.1266 | 1.2158 | 1.3309 | 1.3309
2025-09-12 14:00 | 0.91985 | 1.0015 | 1.5441 | 2.065 | 2.065 | 2.065 | 1.3473 | 1.3666 | 1.3666 | 1.4749 | 1.6144 | 1.6144
2025-09-12 15:00 | 1.5687 | 1.708 | 2.6333 | 3.5216 | 3.5216 | 3.5216 | 1.7863 | 1.8118 | 1.8118 | 1.9553 | 2.1404 | 2.1404
2025-09-12 16:00 | 2.2061 | 2.402 | 3.7033 | 4.9525 | 4.9525 | 4.9525 | 2.5 | 2.5357 | 2.5357 | 2.7366 | 2.9956 | 2.9956
2025-09-12 17:00 | 3.0267 | 3.2954 | 5.0809 | 6.7947 | 6.7947 | 6.7947 | 2.7824 | 2.8222 | 2.8222 | 3.0458 | 3.334 | 3.334
2025-09-12 18:00 | 3.0725 | 3.3453 | 5.1578 | 6.8975 | 6.8975 | 6.8975 | 2.8435 | 2.8841 | 2.8841 | 3.1127 | 3.4072 | 3.4072
2025-09-12 19:00 | 2.9198 | 3.1791 | 4.9015 | 6.5547 | 6.5547 | 6.5547 | 2.6641 | 2.7022 | 2.7022 | 2.9163 | 3.1923 | 3.1923
2025-09-12 20:00 | 2.916 | 3.1749 | 4.8951 | 6.5462 | 6.5462 | 6.5462 | 2.7137 | 2.7525 | 2.7525 | 2.9706 | 3.2517 | 3.2517
2025-09-12 21:00 | 2.7099 | 2.9505 | 4.5491 | 6.0835 | 6.0835 | 6.0835 | 2.7137 | 2.7525 | 2.7525 | 2.9706 | 3.2517 | 3.2517
2025-09-12 22:00 | 2.6145 | 2.8466 | 4.3889 | 5.8693 | 5.8693 | 5.8693 | 2.4504 | 2.4854 | 2.4854 | 2.6823 | 2.9361 | 2.9361
2025-09-12 23:00 | 2.4313 | 2.6471 | 4.0814 | 5.458 | 5.458 | 5.458 | 2.0992 | 2.1292 | 2.1292 | 2.2979 | 2.5154 | 2.5154
2025-09-13 | 2.0763 | 2.2607 | 3.4855 | 4.6612 | 4.6612 | 4.6612 | 1.9122 | 1.9395 | 1.9395 | 2.0932 | 2.2913 | 2.2913
2025-09-13 01:00 | 1.8779 | 2.0446 | 3.1523 | 4.2156 | 4.2156 | 4.2156 | 1.8511 | 1.8776 | 1.8776 | 2.0264 | 2.2181 | 2.2181
2025-09-13 02:00 | 1.7786 | 1.9365 | 2.9857 | 3.9928 | 3.9928 | 3.9928 | 1.8511 | 1.8776 | 1.8776 | 2.0264 | 2.2181 | 2.2181
2025-09-13 03:00 | 1.7786 | 1.9365 | 2.9857 | 3.9928 | 3.9928 | 3.9928 | 1.8626 | 1.8892 | 1.8892 | 2.0389 | 2.2318 | 2.2318
2025-09-13 04:00 | 1.8435 | 2.0072 | 3.0947 | 4.1385 | 4.1385 | 4.1385 | 1.9389 | 1.9666 | 1.9666 | 2.1225 | 2.3233 | 2.3233
2025-09-13 05:00 | 2.2481 | 2.4477 | 3.7738 | 5.0467 | 5.0467 | 5.0467 | 2.145 | 2.1757 | 2.1757 | 2.3481 | 2.5703 | 2.5703
2025-09-13 06:00 | 2.5992 | 2.83 | 4.3633 | 5.835 | 5.835 | 5.835 | 2.542 | 2.5783 | 2.5783 | 2.7826 | 3.0459 | 3.0459
2025-09-13 07:00 | 2.584 | 2.8134 | 4.3376 | 5.8007 | 5.8007 | 5.8007 | 2.542 | 2.5783 | 2.5783 | 2.7826 | 3.0459 | 3.0459
2025-09-13 08:00 | 2.2786 | 2.4809 | 3.8251 | 5.1153 | 5.1153 | 5.1153 | 2.2939 | 2.3267 | 2.3267 | 2.511 | 2.7486 | 2.7486
2025-09-13 09:00 | 1.9351 | 2.1069 | 3.2484 | 4.3441 | 4.3441 | 4.3441 | 1.7405 | 1.7653 | 1.7653 | 1.9052 | 2.0855 | 2.0855
2025-09-13 10:00 | 1.3053 | 1.4212 | 2.1912 | 2.9304 | 2.9304 | 2.9304 | 1.3206 | 1.3395 | 1.3395 | 1.4456 | 1.5824 | 1.5824
2025-09-13 11:00 | 1.1336 | 1.2342 | 1.9029 | 2.5448 | 2.5448 | 2.5448 | 0.82061 | 0.83234 | 0.83234 | 0.89829 | 0.98329 | 0.98329
2025-09-13 12:00 | 0.95038 | 1.0348 | 1.5954 | 2.1335 | 2.1335 | 2.1335 | 0.66794 | 0.67748 | 0.67748 | 0.73116 | 0.80035 | 0.80035
2025-09-13 13:00 | 0.96947 | 1.0555 | 1.6274 | 2.1763 | 2.1763 | 2.1763 | 0.62214 | 0.63103 | 0.63103 | 0.68103 | 0.74547 | 0.74547
2025-09-13 14:00 | 0.97328 | 1.0597 | 1.6338 | 2.1849 | 2.1849 | 2.1849 | 0.71756 | 0.72781 | 0.72781 | 0.78548 | 0.85981 | 0.85981
2025-09-13 15:00 | 1.3473 | 1.4669 | 2.2617 | 3.0246 | 3.0246 | 3.0246 | 1.3473 | 1.3666 | 1.3666 | 1.4749 | 1.6144 | 1.6144
2025-09-13 16:00 | 1.9809 | 2.1568 | 3.3253 | 4.4469 | 4.4469 | 4.4469 | 1.7023 | 1.7266 | 1.7266 | 1.8634 | 2.0398 | 2.0398
2025-09-13 17:00 | 2.4275 | 2.643 | 4.075 | 5.4494 | 5.4494 | 5.4494 | 2.2405 | 2.2725 | 2.2725 | 2.4525 | 2.6846 | 2.6846
2025-09-13 18:00 | 2.7443 | 2.9879 | 4.6067 | 6.1606 | 6.1606 | 6.1606 | 2.4046 | 2.4389 | 2.4389 | 2.6322 | 2.8813 | 2.8813
2025-09-13 19:00 | 2.7557 | 3.0004 | 4.626 | 6.1863 | 6.1863 | 6.1863 | 2.355 | 2.3886 | 2.3886 | 2.5779 | 2.8218 | 2.8218
2025-09-13 20:00 | 2.6756 | 2.9131 | 4.4914 | 6.0064 | 6.0064 | 6.0064 | 2.271 | 2.3034 | 2.3034 | 2.486 | 2.7212 | 2.7212
2025-09-13 21:00 | 2.6145 | 2.8466 | 4.3889 | 5.8693 | 5.8693 | 5.8693 | 2.2252 | 2.257 | 2.257 | 2.4358 | 2.6663 | 2.6663
2025-09-13 22:00 | 2.3244 | 2.5308 | 3.902 | 5.2181 | 5.2181 | 5.2181 | 2.1107 | 2.1408 | 2.1408 | 2.3105 | 2.5291 | 2.5291
2025-09-13 23:00 | 2.1298 | 2.3189 | 3.5752 | 4.7811 | 4.7811 | 4.7811 | 1.9771 | 2.0053 | 2.0053 | 2.1642 | 2.369 | 2.369
2025-09-14 | 1.9695 | 2.1443 | 3.3061 | 4.4212 | 4.4212 | 4.4212 | 1.7748 | 1.8002 | 1.8002 | 1.9428 | 2.1266 | 2.1266
2025-09-14 01:00 | 1.7824 | 1.9407 | 2.9921 | 4.0014 | 4.0014 | 4.0014 | 1.7214 | 1.746 | 1.746 | 1.8843 | 2.0626 | 2.0626
2025-09-14 02:00 | 1.7023 | 1.8534 | 2.8576 | 3.8215 | 3.8215 | 3.8215 | 1.6374 | 1.6608 | 1.6608 | 1.7924 | 1.962 | 1.962
2025-09-14 03:00 | 1.7252 | 1.8784 | 2.896 | 3.8729 | 3.8729 | 3.8729 | 1.6985 | 1.7227 | 1.7227 | 1.8592 | 2.0352 | 2.0352
2025-09-14 04:00 | 1.7595 | 1.9158 | 2.9537 | 3.95 | 3.95 | 3.95 | 1.771 | 1.7963 | 1.7963 | 1.9386 | 2.1221 | 2.1221
2025-09-14 05:00 | 1.9504 | 2.1235 | 3.2741 | 4.3784 | 4.3784 | 4.3784 | 1.9122 | 1.9395 | 1.9395 | 2.0932 | 2.2913 | 2.2913
2025-09-14 06:00 | 2.1412 | 2.3313 | 3.5944 | 4.8068 | 4.8068 | 4.8068 | 2.1947 | 2.226 | 2.226 | 2.4024 | 2.6297 | 2.6297
2025-09-14 07:00 | 2.1679 | 2.3604 | 3.6393 | 4.8668 | 4.8668 | 4.8668 | 2.3359 | 2.3693 | 2.3693 | 2.557 | 2.7989 | 2.7989
2025-09-14 08:00 | 1.8626 | 2.028 | 3.1267 | 4.1813 | 4.1813 | 4.1813 | 1.9313 | 1.9589 | 1.9589 | 2.1141 | 2.3142 | 2.3142
2025-09-14 09:00 | 1.6412 | 1.7869 | 2.7551 | 3.6844 | 3.6844 | 3.6844 | 1.5076 | 1.5292 | 1.5292 | 1.6503 | 1.8065 | 1.8065
2025-09-14 10:00 | 1.2443 | 1.3547 | 2.0887 | 2.7933 | 2.7933 | 2.7933 | 0.87786 | 0.89041 | 0.89041 | 0.96096 | 1.0519 | 1.0519
2025-09-14 11:00 | 0.99618 | 1.0846 | 1.6723 | 2.2363 | 2.2363 | 2.2363 | 0.5458 | 0.5536 | 0.5536 | 0.59746 | 0.654 | 0.654
2025-09-14 12:00 | 1.2023 | 1.309 | 2.0183 | 2.699 | 2.699 | 2.699 | 0.53817 | 0.54586 | 0.54586 | 0.58911 | 0.64486 | 0.64486
2025-09-14 13:00 | 0.79771 | 0.86853 | 1.3391 | 1.7908 | 1.7908 | 1.7908 | 0.62977 | 0.63877 | 0.63877 | 0.68938 | 0.75462 | 0.75462
2025-09-14 14:00 | 0.9771 | 1.0638 | 1.6402 | 2.1935 | 2.1935 | 2.1935 | 0.94656 | 0.96009 | 0.96009 | 1.0362 | 1.1342 | 1.1342
2025-09-14 15:00 | 1.3282 | 1.4462 | 2.2297 | 2.9818 | 2.9818 | 2.9818 | 1.355 | 1.3743 | 1.3743 | 1.4832 | 1.6236 | 1.6236
2025-09-14 16:00 | 1.9122 | 2.082 | 3.21 | 4.2927 | 4.2927 | 4.2927 | 1.9618 | 1.9899 | 1.9899 | 2.1475 | 2.3507 | 2.3507
2025-09-14 17:00 | 2.5763 | 2.8051 | 4.3248 | 5.7836 | 5.7836 | 5.7836 | 2.3664 | 2.4002 | 2.4002 | 2.5904 | 2.8355 | 2.8355
2025-09-14 18:00 | 2.7901 | 3.0378 | 4.6836 | 6.2634 | 6.2634 | 6.2634 | 2.584 | 2.6209 | 2.6209 | 2.8286 | 3.0962 | 3.0962
2025-09-14 19:00 | 2.9924 | 3.258 | 5.0232 | 6.7175 | 6.7175 | 6.7175 | 2.4351 | 2.4699 | 2.4699 | 2.6656 | 2.9179 | 2.9179
2025-09-14 20:00 | 2.8473 | 3.1001 | 4.7797 | 6.392 | 6.392 | 6.392 | 2.3855 | 2.4196 | 2.4196 | 2.6113 | 2.8584 | 2.8584
2025-09-14 21:00 | 2.6489 | 2.884 | 4.4466 | 5.9464 | 5.9464 | 5.9464 | 2.2672 | 2.2996 | 2.2996 | 2.4818 | 2.7166 | 2.7166
2025-09-14 22:00 | 2.4389 | 2.6555 | 4.0942 | 5.4751 | 5.4751 | 5.4751 | 2.0534 | 2.0828 | 2.0828 | 2.2478 | 2.4605 | 2.4605
2025-09-14 23:00 | 2.1985 | 2.3937 | 3.6905 | 4.9353 | 4.9353 | 4.9353 | 1.9237 | 1.9511 | 1.9511 | 2.1058 | 2.305 | 2.305
2025-09-15 | 1.8359 | 1.9989 | 3.0818 | 4.1214 | 4.1214 | 4.1214 | 1.7748 | 1.8002 | 1.8002 | 1.9428 | 2.1266 | 2.1266
2025-09-15 01:00 | 1.7595 | 1.9158 | 2.9537 | 3.95 | 3.95 | 3.95 | 1.6832 | 1.7073 | 1.7073 | 1.8425 | 2.0169 | 2.0169
2025-09-15 02:00 | 1.6794 | 1.8285 | 2.8191 | 3.7701 | 3.7701 | 3.7701 | 1.6412 | 1.6647 | 1.6647 | 1.7966 | 1.9666 | 1.9666
2025-09-15 03:00 | 1.5649 | 1.7038 | 2.6269 | 3.513 | 3.513 | 3.513 | 1.8282 | 1.8544 | 1.8544 | 2.0013 | 2.1907 | 2.1907
2025-09-15 04:00 | 1.6641 | 1.8119 | 2.7935 | 3.7358 | 3.7358 | 3.7358 | 1.8931 | 1.9202 | 1.9202 | 2.0723 | 2.2684 | 2.2684
2025-09-15 05:00 | 2.1183 | 2.3064 | 3.556 | 4.7554 | 4.7554 | 4.7554 | 2.4427 | 2.4776 | 2.4776 | 2.674 | 2.927 | 2.927
2025-09-15 06:00 | 2.7176 | 2.9588 | 4.5619 | 6.1006 | 6.1006 | 6.1006 | 2.8588 | 2.8996 | 2.8996 | 3.1294 | 3.4255 | 3.4255
2025-09-15 07:00 | 2.8664 | 3.1209 | 4.8118 | 6.4348 | 6.4348 | 6.4348 | 3.1145 | 3.159 | 3.159 | 3.4093 | 3.7319 | 3.7319
2025-09-15 08:00 | 2.2557 | 2.456 | 3.7866 | 5.0639 | 5.0639 | 5.0639 | 2.6794 | 2.7177 | 2.7177 | 2.933 | 3.2106 | 3.2106
2025-09-15 09:00 | 1.3893 | 1.5127 | 2.3322 | 3.1189 | 3.1189 | 3.1189 | 1.8244 | 1.8505 | 1.8505 | 1.9971 | 2.1861 | 2.1861
2025-09-15 10:00 | 0.91985 | 1.0015 | 1.5441 | 2.065 | 2.065 | 2.065 | 1.4427 | 1.4634 | 1.4634 | 1.5793 | 1.7288 | 1.7288
2025-09-15 11:00 | 0.68702 | 0.74802 | 1.1533 | 1.5423 | 1.5423 | 1.5423 | 1.0038 | 1.0182 | 1.0182 | 1.0988 | 1.2028 | 1.2028
2025-09-15 12:00 | 0.74046 | 0.8062 | 1.243 | 1.6623 | 1.6623 | 1.6623 | 0.82061 | 0.83234 | 0.83234 | 0.89829 | 0.98329 | 0.98329
2025-09-15 13:00 | 0.69847 | 0.76048 | 1.1725 | 1.568 | 1.568 | 1.568 | 0.92748 | 0.94073 | 0.94073 | 1.0153 | 1.1113 | 1.1113
2025-09-15 14:00 | 0.90076 | 0.98073 | 1.5121 | 2.0221 | 2.0221 | 2.0221 | 1.2366 | 1.2543 | 1.2543 | 1.3537 | 1.4818 | 1.4818
2025-09-15 15:00 | 1.355 | 1.4753 | 2.2745 | 3.0417 | 3.0417 | 3.0417 | 1.6527 | 1.6763 | 1.6763 | 1.8091 | 1.9803 | 1.9803
2025-09-15 16:00 | 1.9542 | 2.1277 | 3.2805 | 4.387 | 4.387 | 4.387 | 2.2557 | 2.288 | 2.288 | 2.4692 | 2.7029 | 2.7029
2025-09-15 17:00 | 2.4122 | 2.6264 | 4.0493 | 5.4152 | 5.4152 | 5.4152 | 2.3931 | 2.4273 | 2.4273 | 2.6197 | 2.8675 | 2.8675
2025-09-15 18:00 | 2.9198 | 3.1791 | 4.9015 | 6.5547 | 6.5547 | 6.5547 | 2.5382 | 2.5744 | 2.5744 | 2.7784 | 3.0413 | 3.0413
2025-09-15 19:00 | 2.8092 | 3.0586 | 4.7157 | 6.3063 | 6.3063 | 6.3063 | 2.5687 | 2.6054 | 2.6054 | 2.8118 | 3.0779 | 3.0779
2025-09-15 20:00 | 2.8588 | 3.1126 | 4.799 | 6.4177 | 6.4177 | 6.4177 | 2.4427 | 2.4776 | 2.4776 | 2.674 | 2.927 | 2.927
2025-09-15 21:00 | 2.4313 | 2.6471 | 4.0814 | 5.458 | 5.458 | 5.458 | 2.2099 | 2.2415 | 2.2415 | 2.4191 | 2.648 | 2.648
2025-09-15 22:00 | 2.3015 | 2.5059 | 3.8635 | 5.1667 | 5.1667 | 5.1667 | 1.9847 | 2.0131 | 2.0131 | 2.1726 | 2.3782 | 2.3782
2025-09-15 23:00 | 1.9237 | 2.0944 | 3.2292 | 4.3184 | 4.3184 | 4.3184 | 1.7328 | 1.7576 | 1.7576 | 1.8968 | 2.0763 | 2.0763
2025-09-16 | 1.6756 | 1.8243 | 2.8127 | 3.7615 | 3.7615 | 3.7615 | 1.6183 | 1.6414 | 1.6414 | 1.7715 | 1.9391 | 1.9391
2025-09-16 01:00 | 1.5878 | 1.7288 | 2.6654 | 3.5644 | 3.5644 | 3.5644 | 1.6298 | 1.6531 | 1.6531 | 1.784 | 1.9529 | 1.9529
2025-09-16 02:00 | 1.5573 | 1.6955 | 2.6141 | 3.4959 | 3.4959 | 3.4959 | 1.4962 | 1.5176 | 1.5176 | 1.6378 | 1.7928 | 1.7928
2025-09-16 03:00 | 1.4847 | 1.6165 | 2.4924 | 3.3331 | 3.3331 | 3.3331 | 1.5191 | 1.5408 | 1.5408 | 1.6629 | 1.8202 | 1.8202
2025-09-16 04:00 | 1.5115 | 1.6456 | 2.5372 | 3.393 | 3.393 | 3.393 | 1.6908 | 1.715 | 1.715 | 1.8509 | 2.026 | 2.026
2025-09-16 05:00 | 1.8092 | 1.9698 | 3.037 | 4.0614 | 4.0614 | 4.0614 | 2.0763 | 2.106 | 2.106 | 2.2729 | 2.488 | 2.488
2025-09-16 06:00 | 2.271 | 2.4726 | 3.8123 | 5.0981 | 5.0981 | 5.0981 | 2.3092 | 2.3422 | 2.3422 | 2.5277 | 2.7669 | 2.7669
2025-09-16 07:00 | 2.2252 | 2.4227 | 3.7354 | 4.9953 | 4.9953 | 4.9953 | 2.4542 | 2.4893 | 2.4893 | 2.6865 | 2.9407 | 2.9407
2025-09-16 08:00 | 1.9618 | 2.136 | 3.2933 | 4.4041 | 4.4041 | 4.4041 | 2.374 | 2.408 | 2.408 | 2.5988 | 2.8447 | 2.8447
2025-09-16 09:00 | 1.5992 | 1.7412 | 2.6846 | 3.5901 | 3.5901 | 3.5901 | 2.374 | 2.408 | 2.408 | 2.5988 | 2.8447 | 2.8447
2025-09-16 10:00 | 1.5458 | 1.683 | 2.5949 | 3.4702 | 3.4702 | 3.4702 | 2.0534 | 2.0828 | 2.0828 | 2.2478 | 2.4605 | 2.4605
2025-09-16 11:00 | 1.6374 | 1.7828 | 2.7487 | 3.6758 | 3.6758 | 3.6758 | 1.9351 | 1.9628 | 1.9628 | 2.1183 | 2.3187 | 2.3187
2025-09-16 12:00 | 1.7328 | 1.8867 | 2.9088 | 3.89 | 3.89 | 3.89 | 2.1107 | 2.1408 | 2.1408 | 2.3105 | 2.5291 | 2.5291
2025-09-16 13:00 | 1.8321 | 1.9947 | 3.0754 | 4.1128 | 4.1128 | 4.1128 | 2.2481 | 2.2802 | 2.2802 | 2.4609 | 2.6938 | 2.6938
2025-09-16 14:00 | 1.771 | 1.9282 | 2.9729 | 3.9757 | 3.9757 | 3.9757 | 2.3969 | 2.4312 | 2.4312 | 2.6238 | 2.8721 | 2.8721
2025-09-16 15:00 | 1.8931 | 2.0612 | 3.1779 | 4.2499 | 4.2499 | 4.2499 | 2.2137 | 2.2454 | 2.2454 | 2.4233 | 2.6526 | 2.6526
2025-09-16 16:00 | 2.3321 | 2.5391 | 3.9148 | 5.2352 | 5.2352 | 5.2352 | 2.6374 | 2.6751 | 2.6751 | 2.8871 | 3.1602 | 3.1602
2025-09-16 17:00 | 3.0305 | 3.2996 | 5.0873 | 6.8032 | 6.8032 | 6.8032 | 2.6947 | 2.7332 | 2.7332 | 2.9497 | 3.2288 | 3.2288
2025-09-16 18:00 | 3.1183 | 3.3952 | 5.2346 | 7.0003 | 7.0003 | 7.0003 | 2.5878 | 2.6248 | 2.6248 | 2.8327 | 3.1008 | 3.1008
2025-09-16 19:00 | 2.8588 | 3.1126 | 4.799 | 6.4177 | 6.4177 | 6.4177 | 2.5153 | 2.5512 | 2.5512 | 2.7534 | 3.0139 | 3.0139
2025-09-16 20:00 | 2.7443 | 2.9879 | 4.6067 | 6.1606 | 6.1606 | 6.1606 | 2.3359 | 2.3693 | 2.3693 | 2.557 | 2.7989 | 2.7989
2025-09-16 21:00 | 2.6489 | 2.884 | 4.4466 | 5.9464 | 5.9464 | 5.9464 | 2.0267 | 2.0557 | 2.0557 | 2.2186 | 2.4285 | 2.4285
2025-09-16 22:00 | 2.2557 | 2.456 | 3.7866 | 5.0639 | 5.0639 | 5.0639 | 1.8931 | 1.9202 | 1.9202 | 2.0723 | 2.2684 | 2.2684
2025-09-16 23:00 | 1.8282 | 1.9906 | 3.069 | 4.1042 | 4.1042 | 4.1042 | 1.7137 | 1.7382 | 1.7382 | 1.876 | 2.0535 | 2.0535
2025-09-17 | 1.5916 | 1.7329 | 2.6718 | 3.573 | 3.573 | 3.573 | 1.5267 | 1.5485 | 1.5485 | 1.6712 | 1.8294 | 1.8294
2025-09-17 01:00 | 1.5344 | 1.6706 | 2.5757 | 3.4445 | 3.4445 | 3.4445 | 1.4275 | 1.4479 | 1.4479 | 1.5626 | 1.7105 | 1.7105
2025-09-17 02:00 | 1.4924 | 1.6249 | 2.5052 | 3.3502 | 3.3502 | 3.3502 | 1.4351 | 1.4556 | 1.4556 | 1.571 | 1.7196 | 1.7196
2025-09-17 03:00 | 1.5153 | 1.6498 | 2.5436 | 3.4016 | 3.4016 | 3.4016 | 1.458 | 1.4788 | 1.4788 | 1.596 | 1.7471 | 1.7471
2025-09-17 04:00 | 1.6336 | 1.7786 | 2.7423 | 3.6672 | 3.6672 | 3.6672 | 1.6031 | 1.626 | 1.626 | 1.7548 | 1.9208 | 1.9208
2025-09-17 05:00 | 1.9695 | 2.1443 | 3.3061 | 4.4212 | 4.4212 | 4.4212 | 2.2557 | 2.288 | 2.288 | 2.4692 | 2.7029 | 2.7029
2025-09-17 06:00 | 2.4008 | 2.6139 | 4.0301 | 5.3895 | 5.3895 | 5.3895 | 2.3969 | 2.4312 | 2.4312 | 2.6238 | 2.8721 | 2.8721
2025-09-17 07:00 | 2.5992 | 2.83 | 4.3633 | 5.835 | 5.835 | 5.835 | 2.7481 | 2.7874 | 2.7874 | 3.0082 | 3.2929 | 3.2929
2025-09-17 08:00 | 2.0076 | 2.1859 | 3.3702 | 4.5069 | 4.5069 | 4.5069 | 2.2786 | 2.3112 | 2.3112 | 2.4943 | 2.7303 | 2.7303
2025-09-17 09:00 | 1.3282 | 1.4462 | 2.2297 | 2.9818 | 2.9818 | 2.9818 | 1.7443 | 1.7692 | 1.7692 | 1.9094 | 2.0901 | 2.0901
2025-09-17 10:00 | 0.90076 | 0.98073 | 1.5121 | 2.0221 | 2.0221 | 2.0221 | 1.1679 | 1.1846 | 1.1846 | 1.2785 | 1.3995 | 1.3995
2025-09-17 11:00 | 0.83969 | 0.91424 | 1.4096 | 1.885 | 1.885 | 1.885 | 0.91221 | 0.92525 | 0.92525 | 0.99856 | 1.0931 | 1.0931
2025-09-17 12:00 | 1.2405 | 1.3506 | 2.0823 | 2.7847 | 2.7847 | 2.7847 | 0.89313 | 0.90589 | 0.90589 | 0.97767 | 1.0702 | 1.0702
2025-09-17 13:00 | 1.2099 | 1.3173 | 2.0311 | 2.7162 | 2.7162 | 2.7162 | 0.92366 | 0.93686 | 0.93686 | 1.0111 | 1.1068 | 1.1068
2025-09-17 14:00 | 1.3702 | 1.4919 | 2.3002 | 3.076 | 3.076 | 3.076 | 1.1641 | 1.1808 | 1.1808 | 1.2743 | 1.3949 | 1.3949
2025-09-17 15:00 | 1.3053 | 1.4212 | 2.1912 | 2.9304 | 2.9304 | 2.9304 | 1.7252 | 1.7498 | 1.7498 | 1.8885 | 2.0672 | 2.0672
2025-09-17 16:00 | 1.9084 | 2.0778 | 3.2036 | 4.2841 | 4.2841 | 4.2841 | 2.3397 | 2.3731 | 2.3731 | 2.5612 | 2.8035 | 2.8035
2025-09-17 17:00 | 2.7519 | 2.9962 | 4.6196 | 6.1777 | 6.1777 | 6.1777 | 2.6565 | 2.6944 | 2.6944 | 2.9079 | 3.1831 | 3.1831
2025-09-17 18:00 | 3.1756 | 3.4575 | 5.3308 | 7.1288 | 7.1288 | 7.1288 | 2.8931 | 2.9345 | 2.9345 | 3.167 | 3.4667 | 3.4667
2025-09-17 19:00 | 2.9962 | 3.2622 | 5.0296 | 6.7261 | 6.7261 | 6.7261 | 2.7099 | 2.7486 | 2.7486 | 2.9664 | 3.2471 | 3.2471
2025-09-17 20:00 | 2.9313 | 3.1915 | 4.9207 | 6.5805 | 6.5805 | 6.5805 | 2.626 | 2.6635 | 2.6635 | 2.8745 | 3.1465 | 3.1465
2025-09-17 21:00 | 2.8321 | 3.0835 | 4.7541 | 6.3577 | 6.3577 | 6.3577 | 2.5878 | 2.6248 | 2.6248 | 2.8327 | 3.1008 | 3.1008
2025-09-17 22:00 | 2.5878 | 2.8175 | 4.3441 | 5.8093 | 5.8093 | 5.8093 | 2.2672 | 2.2996 | 2.2996 | 2.4818 | 2.7166 | 2.7166
2025-09-17 23:00 | 2.1718 | 2.3646 | 3.6457 | 4.8754 | 4.8754 | 4.8754 | 2.0687 | 2.0983 | 2.0983 | 2.2645 | 2.4788 | 2.4788
2025-09-18 | 1.8817 | 2.0487 | 3.1587 | 4.2242 | 4.2242 | 4.2242 | 1.855 | 1.8815 | 1.8815 | 2.0305 | 2.2227 | 2.2227
2025-09-18 01:00 | 1.8092 | 1.9698 | 3.037 | 4.0614 | 4.0614 | 4.0614 | 1.7634 | 1.7886 | 1.7886 | 1.9303 | 2.1129 | 2.1129
2025-09-18 02:00 | 1.7595 | 1.9158 | 2.9537 | 3.95 | 3.95 | 3.95 | 1.7634 | 1.7886 | 1.7886 | 1.9303 | 2.1129 | 2.1129
2025-09-18 03:00 | 1.7901 | 1.949 | 3.005 | 4.0185 | 4.0185 | 4.0185 | 1.8206 | 1.8466 | 1.8466 | 1.9929 | 2.1815 | 2.1815
2025-09-18 04:00 | 1.8626 | 2.028 | 3.1267 | 4.1813 | 4.1813 | 4.1813 | 2.1221 | 2.1525 | 2.1525 | 2.323 | 2.5428 | 2.5428
2025-09-18 05:00 | 2.4198 | 2.6347 | 4.0621 | 5.4323 | 5.4323 | 5.4323 | 2.7137 | 2.7525 | 2.7525 | 2.9706 | 3.2517 | 3.2517
2025-09-18 06:00 | 2.9656 | 3.2289 | 4.9784 | 6.6576 | 6.6576 | 6.6576 | 3.1794 | 3.2248 | 3.2248 | 3.4803 | 3.8097 | 3.8097
2025-09-18 07:00 | 3.1107 | 3.3869 | 5.2218 | 6.9832 | 6.9832 | 6.9832 | 3.3282 | 3.3758 | 3.3758 | 3.6433 | 3.988 | 3.988
2025-09-18 08:00 | 2.6374 | 2.8716 | 4.4273 | 5.9207 | 5.9207 | 5.9207 | 2.9618 | 3.0041 | 3.0041 | 3.2422 | 3.549 | 3.549
2025-09-18 09:00 | 1.6641 | 1.8119 | 2.7935 | 3.7358 | 3.7358 | 3.7358 | 2.3626 | 2.3964 | 2.3964 | 2.5862 | 2.831 | 2.831
2025-09-18 10:00 | 1.1794 | 1.2841 | 1.9798 | 2.6476 | 2.6476 | 2.6476 | 1.9962 | 2.0247 | 2.0247 | 2.1851 | 2.3919 | 2.3919
2025-09-18 11:00 | 0.73664 | 0.80204 | 1.2366 | 1.6537 | 1.6537 | 1.6537 | 1.2977 | 1.3163 | 1.3163 | 1.4205 | 1.555 | 1.555
2025-09-18 12:00 | 0.69847 | 0.76048 | 1.1725 | 1.568 | 1.568 | 1.568 | 1.1107 | 1.1266 | 1.1266 | 1.2158 | 1.3309 | 1.3309
2025-09-18 13:00 | 0.71756 | 0.78126 | 1.2045 | 1.6108 | 1.6108 | 1.6108 | 1.0153 | 1.0298 | 1.0298 | 1.1114 | 1.2165 | 1.2165
2025-09-18 14:00 | 0.89313 | 0.97242 | 1.4993 | 2.005 | 2.005 | 2.005 | 1.2939 | 1.3124 | 1.3124 | 1.4164 | 1.5504 | 1.5504
2025-09-18 15:00 | 1.4504 | 1.5791 | 2.4347 | 3.256 | 3.256 | 3.256 | 1.7443 | 1.7692 | 1.7692 | 1.9094 | 2.0901 | 2.0901
2025-09-18 16:00 | 1.9885 | 2.1651 | 3.3381 | 4.4641 | 4.4641 | 4.4641 | 2.3321 | 2.3654 | 2.3654 | 2.5528 | 2.7944 | 2.7944
2025-09-18 17:00 | 2.5916 | 2.8217 | 4.3505 | 5.8179 | 5.8179 | 5.8179 | 2.6298 | 2.6673 | 2.6673 | 2.8787 | 3.1511 | 3.1511
2025-09-18 18:00 | 3 | 3.2663 | 5.036 | 6.7347 | 6.7347 | 6.7347 | 2.7634 | 2.8028 | 2.8028 | 3.0249 | 3.3112 | 3.3112
2025-09-18 19:00 | 2.958 | 3.2206 | 4.9655 | 6.6404 | 6.6404 | 6.6404 | 2.8626 | 2.9035 | 2.9035 | 3.1336 | 3.4301 | 3.4301
2025-09-18 20:00 | 3.1183 | 3.3952 | 5.2346 | 7.0003 | 7.0003 | 7.0003 | 2.6985 | 2.737 | 2.737 | 2.9539 | 3.2334 | 3.2334
2025-09-18 21:00 | 2.7595 | 3.0045 | 4.6324 | 6.1949 | 6.1949 | 6.1949 | 2.4389 | 2.4738 | 2.4738 | 2.6698 | 2.9224 | 2.9224
2025-09-18 22:00 | 2.4771 | 2.697 | 4.1582 | 5.5608 | 5.5608 | 5.5608 | 2.2214 | 2.2531 | 2.2531 | 2.4316 | 2.6617 | 2.6617
2025-09-18 23:00 | 2.126 | 2.3147 | 3.5688 | 4.7725 | 4.7725 | 4.7725 | 2.0458 | 2.075 | 2.075 | 2.2394 | 2.4514 | 2.4514
2025-09-19 | 1.9084 | 2.0778 | 3.2036 | 4.2841 | 4.2841 | 4.2841 | 1.7405 | 1.7653 | 1.7653 | 1.9052 | 2.0855 | 2.0855
2025-09-19 01:00 | 1.7405 | 1.895 | 2.9217 | 3.9071 | 3.9071 | 3.9071 | 1.6641 | 1.6879 | 1.6879 | 1.8216 | 1.994 | 1.994
2025-09-19 02:00 | 1.8092 | 1.9698 | 3.037 | 4.0614 | 4.0614 | 4.0614 | 1.7061 | 1.7305 | 1.7305 | 1.8676 | 2.0443 | 2.0443
2025-09-19 03:00 | 1.7939 | 1.9532 | 3.0114 | 4.0271 | 4.0271 | 4.0271 | 1.7824 | 1.8079 | 1.8079 | 1.9512 | 2.1358 | 2.1358
2025-09-19 04:00 | 1.9962 | 2.1734 | 3.3509 | 4.4812 | 4.4812 | 4.4812 | 2.0687 | 2.0983 | 2.0983 | 2.2645 | 2.4788 | 2.4788
2025-09-19 05:00 | 2.2939 | 2.4975 | 3.8507 | 5.1495 | 5.1495 | 5.1495 | 2.7443 | 2.7835 | 2.7835 | 3.004 | 3.2883 | 3.2883
2025-09-19 06:00 | 2.8702 | 3.125 | 4.8182 | 6.4434 | 6.4434 | 6.4434 | 3.2252 | 3.2713 | 3.2713 | 3.5305 | 3.8646 | 3.8646
2025-09-19 07:00 | 2.9122 | 3.1708 | 4.8887 | 6.5376 | 6.5376 | 6.5376 | 3.271 | 3.3177 | 3.3177 | 3.5806 | 3.9194 | 3.9194
2025-09-19 08:00 | 2.416 | 2.6305 | 4.0557 | 5.4237 | 5.4237 | 5.4237 | 2.7061 | 2.7448 | 2.7448 | 2.9623 | 3.2426 | 3.2426
2025-09-19 09:00 | 1.5916 | 1.7329 | 2.6718 | 3.573 | 3.573 | 3.573 | 2.1794 | 2.2105 | 2.2105 | 2.3857 | 2.6114 | 2.6114
2025-09-19 10:00 | 1.0573 | 1.1511 | 1.7748 | 2.3734 | 2.3734 | 2.3734 | 1.6489 | 1.6724 | 1.6724 | 1.8049 | 1.9757 | 1.9757
2025-09-19 11:00 | 1.187 | 1.2924 | 1.9926 | 2.6647 | 2.6647 | 2.6647 | 1.4695 | 1.4905 | 1.4905 | 1.6086 | 1.7608 | 1.7608
2025-09-19 12:00 | 1.4275 | 1.5542 | 2.3963 | 3.2045 | 3.2045 | 3.2045 | 1.7786 | 1.804 | 1.804 | 1.947 | 2.1312 | 2.1312
2025-09-19 13:00 | 1.7443 | 1.8991 | 2.9281 | 3.9157 | 3.9157 | 3.9157 | 2.1908 | 2.2221 | 2.2221 | 2.3982 | 2.6252 | 2.6252
2025-09-19 14:00 | 1.6985 | 1.8493 | 2.8512 | 3.8129 | 3.8129 | 3.8129 | 2.2748 | 2.3073 | 2.3073 | 2.4901 | 2.7258 | 2.7258
2025-09-19 15:00 | 1.9389 | 2.1111 | 3.2548 | 4.3527 | 4.3527 | 4.3527 | 2.2634 | 2.2957 | 2.2957 | 2.4776 | 2.712 | 2.712
2025-09-19 16:00 | 2.3282 | 2.5349 | 3.9084 | 5.2267 | 5.2267 | 5.2267 | 2.4695 | 2.5047 | 2.5047 | 2.7032 | 2.959 | 2.959
2025-09-19 17:00 | 3.0115 | 3.2788 | 5.0552 | 6.7604 | 6.7604 | 6.7604 | 2.9046 | 2.9461 | 2.9461 | 3.1795 | 3.4804 | 3.4804
2025-09-19 18:00 | 3.1489 | 3.4284 | 5.2859 | 7.0688 | 7.0688 | 7.0688 | 2.9046 | 2.9461 | 2.9461 | 3.1795 | 3.4804 | 3.4804
2025-09-19 19:00 | 2.8931 | 3.15 | 4.8566 | 6.4948 | 6.4948 | 6.4948 | 2.5992 | 2.6364 | 2.6364 | 2.8453 | 3.1145 | 3.1145
2025-09-19 20:00 | 2.8244 | 3.0752 | 4.7413 | 6.3405 | 6.3405 | 6.3405 | 2.4809 | 2.5164 | 2.5164 | 2.7157 | 2.9727 | 2.9727
2025-09-19 21:00 | 2.6107 | 2.8425 | 4.3825 | 5.8607 | 5.8607 | 5.8607 | 2.2176 | 2.2492 | 2.2492 | 2.4275 | 2.6572 | 2.6572
2025-09-19 22:00 | 2.3321 | 2.5391 | 3.9148 | 5.2352 | 5.2352 | 5.2352 | 2.1718 | 2.2028 | 2.2028 | 2.3773 | 2.6023 | 2.6023
2025-09-19 23:00 | 2.1183 | 2.3064 | 3.556 | 4.7554 | 4.7554 | 4.7554 | 1.7328 | 1.7576 | 1.7576 | 1.8968 | 2.0763 | 2.0763
2025-09-20 | 1.8817 | 2.0487 | 3.1587 | 4.2242 | 4.2242 | 4.2242 | 1.4924 | 1.5137 | 1.5137 | 1.6336 | 1.7882 | 1.7882
2025-09-20 01:00 | 1.5916 | 1.7329 | 2.6718 | 3.573 | 3.573 | 3.573 | 1.4695 | 1.4905 | 1.4905 | 1.6086 | 1.7608 | 1.7608
2025-09-20 02:00 | 1.5573 | 1.6955 | 2.6141 | 3.4959 | 3.4959 | 3.4959 | 1.4008 | 1.4208 | 1.4208 | 1.5334 | 1.6785 | 1.6785
2025-09-20 03:00 | 1.6069 | 1.7495 | 2.6974 | 3.6073 | 3.6073 | 3.6073 | 1.3893 | 1.4092 | 1.4092 | 1.5208 | 1.6647 | 1.6647
2025-09-20 04:00 | 1.5954 | 1.7371 | 2.6782 | 3.5815 | 3.5815 | 3.5815 | 1.5496 | 1.5718 | 1.5718 | 1.6963 | 1.8568 | 1.8568
2025-09-20 05:00 | 1.8244 | 1.9864 | 3.0626 | 4.0956 | 4.0956 | 4.0956 | 1.7328 | 1.7576 | 1.7576 | 1.8968 | 2.0763 | 2.0763
2025-09-20 06:00 | 1.9389 | 2.1111 | 3.2548 | 4.3527 | 4.3527 | 4.3527 | 1.9237 | 1.9511 | 1.9511 | 2.1058 | 2.305 | 2.305
2025-09-20 07:00 | 2.1183 | 2.3064 | 3.556 | 4.7554 | 4.7554 | 4.7554 | 2.0992 | 2.1292 | 2.1292 | 2.2979 | 2.5154 | 2.5154
2025-09-20 08:00 | 2.1908 | 2.3853 | 3.6777 | 4.9182 | 4.9182 | 4.9182 | 1.6221 | 1.6453 | 1.6453 | 1.7757 | 1.9437 | 1.9437
2025-09-20 09:00 | 1.4618 | 1.5916 | 2.4539 | 3.2817 | 3.2817 | 3.2817 | 1.3473 | 1.3666 | 1.3666 | 1.4749 | 1.6144 | 1.6144
2025-09-20 10:00 | 1.5191 | 1.6539 | 2.55 | 3.4102 | 3.4102 | 3.4102 | 1.2748 | 1.293 | 1.293 | 1.3955 | 1.5275 | 1.5275
2025-09-20 11:00 | 1.084 | 1.1802 | 1.8196 | 2.4334 | 2.4334 | 2.4334 | 0.66412 | 0.67361 | 0.67361 | 0.72699 | 0.79578 | 0.79578
2025-09-20 12:00 | 0.85878 | 0.93502 | 1.4416 | 1.9279 | 1.9279 | 1.9279 | 0.4771 | 0.48392 | 0.48392 | 0.52226 | 0.57168 | 0.57168
2025-09-20 13:00 | 0.8855 | 0.96411 | 1.4865 | 1.9878 | 1.9878 | 1.9878 | 0.5916 | 0.60006 | 0.60006 | 0.6476 | 0.70888 | 0.70888
2025-09-20 14:00 | 1.0763 | 1.1719 | 1.8068 | 2.4163 | 2.4163 | 2.4163 | 1.6069 | 1.6298 | 1.6298 | 1.759 | 1.9254 | 1.9254
2025-09-20 15:00 | 1.5763 | 1.7163 | 2.6462 | 3.5387 | 3.5387 | 3.5387 | 1.2863 | 1.3046 | 1.3046 | 1.408 | 1.5412 | 1.5412
2025-09-20 16:00 | 2.2023 | 2.3978 | 3.6969 | 4.9439 | 4.9439 | 4.9439 | 2.1031 | 2.1331 | 2.1331 | 2.3021 | 2.52 | 2.52
2025-09-20 17:00 | 2.9656 | 3.2289 | 4.9784 | 6.6576 | 6.6576 | 6.6576 | 2.5305 | 2.5667 | 2.5667 | 2.7701 | 3.0322 | 3.0322
2025-09-20 18:00 | 3.2252 | 3.5115 | 5.414 | 7.2402 | 7.2402 | 7.2402 | 2.7481 | 2.7874 | 2.7874 | 3.0082 | 3.2929 | 3.2929
2025-09-20 19:00 | 2.958 | 3.2206 | 4.9655 | 6.6404 | 6.6404 | 6.6404 | 2.7481 | 2.7874 | 2.7874 | 3.0082 | 3.2929 | 3.2929
2025-09-20 20:00 | 3.0191 | 3.2871 | 5.0681 | 6.7775 | 6.7775 | 6.7775 | 2.4656 | 2.5009 | 2.5009 | 2.699 | 2.9544 | 2.9544
2025-09-20 21:00 | 2.7977 | 3.0461 | 4.6964 | 6.2806 | 6.2806 | 6.2806 | 2.3511 | 2.3847 | 2.3847 | 2.5737 | 2.8172 | 2.8172
2025-09-20 22:00 | 2.5344 | 2.7594 | 4.2544 | 5.6894 | 5.6894 | 5.6894 | 2.3511 | 2.3847 | 2.3847 | 2.5737 | 2.8172 | 2.8172
2025-09-20 23:00 | 2.3168 | 2.5225 | 3.8891 | 5.201 | 5.201 | 5.201 | 1.9733 | 2.0015 | 2.0015 | 2.1601 | 2.3645 | 2.3645
2025-09-21 | 2.0878 | 2.2731 | 3.5047 | 4.6869 | 4.6869 | 4.6869 | 1.7252 | 1.7498 | 1.7498 | 1.8885 | 2.0672 | 2.0672
2025-09-21 01:00 | 1.9122 | 2.082 | 3.21 | 4.2927 | 4.2927 | 4.2927 | 1.6107 | 1.6337 | 1.6337 | 1.7631 | 1.93 | 1.93
2025-09-21 02:00 | 1.7443 | 1.8991 | 2.9281 | 3.9157 | 3.9157 | 3.9157 | 1.584 | 1.6066 | 1.6066 | 1.7339 | 1.898 | 1.898
2025-09-21 03:00 | 1.6641 | 1.8119 | 2.7935 | 3.7358 | 3.7358 | 3.7358 | 1.5534 | 1.5756 | 1.5756 | 1.7005 | 1.8614 | 1.8614
2025-09-21 04:00 | 1.7252 | 1.8784 | 2.896 | 3.8729 | 3.8729 | 3.8729 | 1.5992 | 1.6221 | 1.6221 | 1.7506 | 1.9163 | 1.9163
2025-09-21 05:00 | 1.8779 | 2.0446 | 3.1523 | 4.2156 | 4.2156 | 4.2156 | 1.7748 | 1.8002 | 1.8002 | 1.9428 | 2.1266 | 2.1266
2025-09-21 06:00 | 1.9809 | 2.1568 | 3.3253 | 4.4469 | 4.4469 | 4.4469 | 2.0115 | 2.0402 | 2.0402 | 2.2018 | 2.4102 | 2.4102
2025-09-21 07:00 | 2.0954 | 2.2815 | 3.5175 | 4.704 | 4.704 | 4.704 | 2.0687 | 2.0983 | 2.0983 | 2.2645 | 2.4788 | 2.4788
2025-09-21 08:00 | 2.1679 | 2.3604 | 3.6393 | 4.8668 | 4.8668 | 4.8668 | 2.1107 | 2.1408 | 2.1408 | 2.3105 | 2.5291 | 2.5291
2025-09-21 09:00 | 2.3359 | 2.5433 | 3.9212 | 5.2438 | 5.2438 | 5.2438 | 2.1374 | 2.1679 | 2.1679 | 2.3397 | 2.5611 | 2.5611
2025-09-21 10:00 | 1.7405 | 1.895 | 2.9217 | 3.9071 | 3.9071 | 3.9071 | 1.4351 | 1.4556 | 1.4556 | 1.571 | 1.7196 | 1.7196
2025-09-21 11:00 | 1.8511 | 2.0155 | 3.1075 | 4.1556 | 4.1556 | 4.1556 | 1.6107 | 1.6337 | 1.6337 | 1.7631 | 1.93 | 1.93
2025-09-21 12:00 | 1.4237 | 1.5501 | 2.3899 | 3.196 | 3.196 | 3.196 | 1.7786 | 1.804 | 1.804 | 1.947 | 2.1312 | 2.1312
2025-09-21 13:00 | 2.0153 | 2.1942 | 3.383 | 4.5241 | 4.5241 | 4.5241 | 1.3168 | 1.3356 | 1.3356 | 1.4414 | 1.5778 | 1.5778
2025-09-21 14:00 | 2.1565 | 2.3479 | 3.62 | 4.8411 | 4.8411 | 4.8411 | 1.9695 | 1.9976 | 1.9976 | 2.1559 | 2.3599 | 2.3599
2025-09-21 15:00 | 2.4809 | 2.7012 | 4.1647 | 5.5694 | 5.5694 | 5.5694 | 2.1985 | 2.2299 | 2.2299 | 2.4066 | 2.6343 | 2.6343
2025-09-21 16:00 | 2.3168 | 2.5225 | 3.8891 | 5.201 | 5.201 | 5.201 | 2.313 | 2.346 | 2.346 | 2.5319 | 2.7715 | 2.7715
2025-09-21 17:00 | 2.9962 | 3.2622 | 5.0296 | 6.7261 | 6.7261 | 6.7261 | 2.6298 | 2.6673 | 2.6673 | 2.8787 | 3.1511 | 3.1511
2025-09-21 18:00 | 3.2099 | 3.4949 | 5.3884 | 7.2059 | 7.2059 | 7.2059 | 2.9237 | 2.9654 | 2.9654 | 3.2004 | 3.5033 | 3.5033
2025-09-21 19:00 | 3.0076 | 3.2747 | 5.0488 | 6.7518 | 6.7518 | 6.7518 | 2.7901 | 2.8299 | 2.8299 | 3.0542 | 3.3432 | 3.3432
2025-09-21 20:00 | 2.8817 | 3.1375 | 4.8374 | 6.4691 | 6.4691 | 6.4691 | 2.5115 | 2.5473 | 2.5473 | 2.7492 | 3.0093 | 3.0093
2025-09-21 21:00 | 2.687 | 2.9256 | 4.5106 | 6.0321 | 6.0321 | 6.0321 | 2.2405 | 2.2725 | 2.2725 | 2.4525 | 2.6846 | 2.6846
2025-09-21 22:00 | 2.4695 | 2.6887 | 4.1454 | 5.5437 | 5.5437 | 5.5437 | 2.0878 | 2.1176 | 2.1176 | 2.2854 | 2.5017 | 2.5017
2025-09-21 23:00 | 2.042 | 2.2233 | 3.4278 | 4.584 | 4.584 | 4.584 | 1.9198 | 1.9473 | 1.9473 | 2.1016 | 2.3004 | 2.3004
2025-09-22 | 1.8855 | 2.0529 | 3.1651 | 4.2327 | 4.2327 | 4.2327 | 1.6183 | 1.6414 | 1.6414 | 1.7715 | 1.9391 | 1.9391
2025-09-22 01:00 | 1.7176 | 1.87 | 2.8832 | 3.8557 | 3.8557 | 3.8557 | 1.5992 | 1.6221 | 1.6221 | 1.7506 | 1.9163 | 1.9163
2025-09-22 02:00 | 1.6374 | 1.7828 | 2.7487 | 3.6758 | 3.6758 | 3.6758 | 1.5611 | 1.5834 | 1.5834 | 1.7088 | 1.8705 | 1.8705
2025-09-22 03:00 | 1.6031 | 1.7454 | 2.691 | 3.5987 | 3.5987 | 3.5987 | 1.645 | 1.6685 | 1.6685 | 1.8008 | 1.9712 | 1.9712
2025-09-22 04:00 | 1.6183 | 1.762 | 2.7166 | 3.633 | 3.633 | 3.633 | 1.8244 | 1.8505 | 1.8505 | 1.9971 | 2.1861 | 2.1861
2025-09-22 05:00 | 2.0687 | 2.2524 | 3.4727 | 4.644 | 4.644 | 4.644 | 2.2748 | 2.3073 | 2.3073 | 2.4901 | 2.7258 | 2.7258
2025-09-22 06:00 | 2.3931 | 2.6056 | 4.0173 | 5.3723 | 5.3723 | 5.3723 | 2.5916 | 2.6286 | 2.6286 | 2.8369 | 3.1054 | 3.1054
2025-09-22 07:00 | 2.3893 | 2.6014 | 4.0109 | 5.3638 | 5.3638 | 5.3638 | 2.8626 | 2.9035 | 2.9035 | 3.1336 | 3.4301 | 3.4301
2025-09-22 08:00 | 1.9237 | 2.0944 | 3.2292 | 4.3184 | 4.3184 | 4.3184 | 2.3817 | 2.4157 | 2.4157 | 2.6071 | 2.8538 | 2.8538
2025-09-22 09:00 | 1.8244 | 1.9864 | 3.0626 | 4.0956 | 4.0956 | 4.0956 | 1.7634 | 1.7886 | 1.7886 | 1.9303 | 2.1129 | 2.1129
2025-09-22 10:00 | 0.91985 | 1.0015 | 1.5441 | 2.065 | 2.065 | 2.065 | 1.2748 | 1.293 | 1.293 | 1.3955 | 1.5275 | 1.5275
2025-09-22 11:00 | 1.6374 | 1.7828 | 2.7487 | 3.6758 | 3.6758 | 3.6758 | 1.3702 | 1.3898 | 1.3898 | 1.4999 | 1.6419 | 1.6419
2025-09-22 12:00 | 1.4542 | 1.5833 | 2.4411 | 3.2645 | 3.2645 | 3.2645 | 1.8969 | 1.924 | 1.924 | 2.0765 | 2.273 | 2.273
2025-09-22 13:00 | 1.9847 | 2.1609 | 3.3317 | 4.4555 | 4.4555 | 4.4555 | 2.4809 | 2.5164 | 2.5164 | 2.7157 | 2.9727 | 2.9727
2025-09-22 14:00 | 2.5458 | 2.7718 | 4.2736 | 5.7151 | 5.7151 | 5.7151 | 2.9237 | 2.9654 | 2.9654 | 3.2004 | 3.5033 | 3.5033
2025-09-22 15:00 | 2.6985 | 2.938 | 4.5299 | 6.0578 | 6.0578 | 6.0578 | 3.0496 | 3.0932 | 3.0932 | 3.3383 | 3.6542 | 3.6542
2025-09-22 16:00 | 2.7252 | 2.9671 | 4.5747 | 6.1178 | 6.1178 | 6.1178 | 2.9771 | 3.0196 | 3.0196 | 3.2589 | 3.5673 | 3.5673
2025-09-22 17:00 | 3.5 | 3.8107 | 5.8754 | 7.8571 | 7.8571 | 7.8571 | 2.9198 | 2.9616 | 2.9616 | 3.1962 | 3.4987 | 3.4987
2025-09-22 18:00 | 3.8053 | 4.1432 | 6.3879 | 8.5426 | 8.5426 | 8.5426 | 3.3015 | 3.3487 | 3.3487 | 3.614 | 3.956 | 3.956
2025-09-22 19:00 | 3.7443 | 4.0767 | 6.2854 | 8.4055 | 8.4055 | 8.4055 | 2.9847 | 3.0274 | 3.0274 | 3.2673 | 3.5764 | 3.5764
2025-09-22 20:00 | 3.4466 | 3.7526 | 5.7857 | 7.7372 | 7.7372 | 7.7372 | 2.9427 | 2.9848 | 2.9848 | 3.2213 | 3.5261 | 3.5261
2025-09-22 21:00 | 3.1908 | 3.4741 | 5.3564 | 7.1631 | 7.1631 | 7.1631 | 2.6641 | 2.7022 | 2.7022 | 2.9163 | 3.1923 | 3.1923
2025-09-22 22:00 | 3.0153 | 3.283 | 5.0617 | 6.769 | 6.769 | 6.769 | 2.3702 | 2.4041 | 2.4041 | 2.5946 | 2.8401 | 2.8401
2025-09-22 23:00 | 2.4237 | 2.6388 | 4.0685 | 5.4409 | 5.4409 | 5.4409 | 2.1641 | 2.195 | 2.195 | 2.369 | 2.5931 | 2.5931
2025-09-23 | 2.1183 | 2.3064 | 3.556 | 4.7554 | 4.7554 | 4.7554 | 1.9389 | 1.9666 | 1.9666 | 2.1225 | 2.3233 | 2.3233
2025-09-23 01:00 | 1.9885 | 2.1651 | 3.3381 | 4.4641 | 4.4641 | 4.4641 | 1.8931 | 1.9202 | 1.9202 | 2.0723 | 2.2684 | 2.2684
2025-09-23 02:00 | 1.9427 | 2.1152 | 3.2612 | 4.3613 | 4.3613 | 4.3613 | 2.0382 | 2.0673 | 2.0673 | 2.2311 | 2.4422 | 2.4422
2025-09-23 03:00 | 1.9847 | 2.1609 | 3.3317 | 4.4555 | 4.4555 | 4.4555 | 2.1031 | 2.1331 | 2.1331 | 2.3021 | 2.52 | 2.52
2025-09-23 04:00 | 2.0763 | 2.2607 | 3.4855 | 4.6612 | 4.6612 | 4.6612 | 2.3855 | 2.4196 | 2.4196 | 2.6113 | 2.8584 | 2.8584
2025-09-23 05:00 | 2.6489 | 2.884 | 4.4466 | 5.9464 | 5.9464 | 5.9464 | 2.8511 | 2.8919 | 2.8919 | 3.121 | 3.4164 | 3.4164
2025-09-23 06:00 | 3.3702 | 3.6694 | 5.6575 | 7.5658 | 7.5658 | 7.5658 | 3.5458 | 3.5965 | 3.5965 | 3.8814 | 4.2487 | 4.2487
2025-09-23 07:00 | 3.6908 | 4.0185 | 6.1957 | 8.2855 | 8.2855 | 8.2855 | 3.7672 | 3.821 | 3.821 | 4.1238 | 4.514 | 4.514
2025-09-23 08:00 | 2.9351 | 3.1957 | 4.9271 | 6.589 | 6.589 | 6.589 | 3.4771 | 3.5268 | 3.5268 | 3.8062 | 4.1664 | 4.1664
2025-09-23 09:00 | 1.7901 | 1.949 | 3.005 | 4.0185 | 4.0185 | 4.0185 | 2.5382 | 2.5744 | 2.5744 | 2.7784 | 3.0413 | 3.0413
2025-09-23 10:00 | 1.1908 | 1.2966 | 1.999 | 2.6733 | 2.6733 | 2.6733 | 1.8969 | 1.924 | 1.924 | 2.0765 | 2.273 | 2.273
2025-09-23 11:00 | 0.79771 | 0.86853 | 1.3391 | 1.7908 | 1.7908 | 1.7908 | 1.4924 | 1.5137 | 1.5137 | 1.6336 | 1.7882 | 1.7882
2025-09-23 12:00 | 1.084 | 1.1802 | 1.8196 | 2.4334 | 2.4334 | 2.4334 | 1.2748 | 1.293 | 1.293 | 1.3955 | 1.5275 | 1.5275
2025-09-23 13:00 | 0.96947 | 1.0555 | 1.6274 | 2.1763 | 2.1763 | 2.1763 | 1.2481 | 1.2659 | 1.2659 | 1.3662 | 1.4955 | 1.4955
2025-09-23 14:00 | 1.5992 | 1.7412 | 2.6846 | 3.5901 | 3.5901 | 3.5901 | 1.8664 | 1.8931 | 1.8931 | 2.0431 | 2.2364 | 2.2364
2025-09-23 15:00 | 1.8435 | 2.0072 | 3.0947 | 4.1385 | 4.1385 | 4.1385 | 2.271 | 2.3034 | 2.3034 | 2.486 | 2.7212 | 2.7212
2025-09-23 16:00 | 2.0802 | 2.2648 | 3.4919 | 4.6697 | 4.6697 | 4.6697 | 2.6412 | 2.679 | 2.679 | 2.8912 | 3.1648 | 3.1648
2025-09-23 17:00 | 2.9809 | 3.2456 | 5.004 | 6.6918 | 6.6918 | 6.6918 | 2.8779 | 2.919 | 2.919 | 3.1503 | 3.4484 | 3.4484
2025-09-23 18:00 | 3.5611 | 3.8772 | 5.9779 | 7.9942 | 7.9942 | 7.9942 | 2.9084 | 2.95 | 2.95 | 3.1837 | 3.485 | 3.485
2025-09-23 19:00 | 3.5344 | 3.8481 | 5.933 | 7.9342 | 7.9342 | 7.9342 | 2.8435 | 2.8841 | 2.8841 | 3.1127 | 3.4072 | 3.4072
2025-09-23 20:00 | 3.1221 | 3.3993 | 5.2411 | 7.0089 | 7.0089 | 7.0089 | 2.7366 | 2.7757 | 2.7757 | 2.9957 | 3.2792 | 3.2792
2025-09-23 21:00 | 2.8053 | 3.0544 | 4.7093 | 6.2977 | 6.2977 | 6.2977 | 2.4542 | 2.4893 | 2.4893 | 2.6865 | 2.9407 | 2.9407
2025-09-23 22:00 | 2.4313 | 2.6471 | 4.0814 | 5.458 | 5.458 | 5.458 | 2.3435 | 2.377 | 2.377 | 2.5653 | 2.8081 | 2.8081
2025-09-23 23:00 | 2.1641 | 2.3563 | 3.6329 | 4.8582 | 4.8582 | 4.8582 | 2.0763 | 2.106 | 2.106 | 2.2729 | 2.488 | 2.488
2025-09-24 | 1.8664 | 2.0321 | 3.1331 | 4.1899 | 4.1899 | 4.1899 | 1.7786 | 1.804 | 1.804 | 1.947 | 2.1312 | 2.1312
2025-09-24 01:00 | 1.6107 | 1.7537 | 2.7038 | 3.6158 | 3.6158 | 3.6158 | 1.7748 | 1.8002 | 1.8002 | 1.9428 | 2.1266 | 2.1266
2025-09-24 02:00 | 1.6565 | 1.8036 | 2.7807 | 3.7186 | 3.7186 | 3.7186 | 1.7405 | 1.7653 | 1.7653 | 1.9052 | 2.0855 | 2.0855
2025-09-24 03:00 | 1.7214 | 1.8742 | 2.8896 | 3.8643 | 3.8643 | 3.8643 | 1.7863 | 1.8118 | 1.8118 | 1.9553 | 2.1404 | 2.1404
2025-09-24 04:00 | 1.7328 | 1.8867 | 2.9088 | 3.89 | 3.89 | 3.89 | 2.1412 | 2.1718 | 2.1718 | 2.3439 | 2.5657 | 2.5657
2025-09-24 05:00 | 2.229 | 2.4269 | 3.7418 | 5.0039 | 5.0039 | 5.0039 | 2.5878 | 2.6248 | 2.6248 | 2.8327 | 3.1008 | 3.1008
2025-09-24 06:00 | 2.7176 | 2.9588 | 4.5619 | 6.1006 | 6.1006 | 6.1006 | 2.8053 | 2.8454 | 2.8454 | 3.0709 | 3.3615 | 3.3615
2025-09-24 07:00 | 2.645 | 2.8799 | 4.4402 | 5.9378 | 5.9378 | 5.9378 | 3.1756 | 3.2209 | 3.2209 | 3.4762 | 3.8051 | 3.8051
2025-09-24 08:00 | 2.0916 | 2.2773 | 3.5111 | 4.6954 | 4.6954 | 4.6954 | 2.3779 | 2.4118 | 2.4118 | 2.6029 | 2.8493 | 2.8493
2025-09-24 09:00 | 1.7901 | 1.949 | 3.005 | 4.0185 | 4.0185 | 4.0185 | 1.9542 | 1.9821 | 1.9821 | 2.1392 | 2.3416 | 2.3416
2025-09-24 10:00 | 1.1908 | 1.2966 | 1.999 | 2.6733 | 2.6733 | 2.6733 | 1.6565 | 1.6802 | 1.6802 | 1.8133 | 1.9849 | 1.9849
2025-09-24 11:00 | 0.79771 | 0.86853 | 1.3391 | 1.7908 | 1.7908 | 1.7908 | 0.98855 | 1.0027 | 1.0027 | 1.0821 | 1.1845 | 1.1845
2025-09-24 12:00 | 1.084 | 1.1802 | 1.8196 | 2.4334 | 2.4334 | 2.4334 | 0.9771 | 0.99106 | 0.99106 | 1.0696 | 1.1708 | 1.1708
2025-09-24 13:00 | 1.3053 | 1.4212 | 2.1912 | 2.9304 | 2.9304 | 2.9304 | 1.1794 | 1.1962 | 1.1962 | 1.291 | 1.4132 | 1.4132
2025-09-24 14:00 | 1.4351 | 1.5625 | 2.4091 | 3.2217 | 3.2217 | 3.2217 | 1.5038 | 1.5253 | 1.5253 | 1.6462 | 1.8019 | 1.8019
2025-09-24 15:00 | 1.3244 | 1.442 | 2.2233 | 2.9732 | 2.9732 | 2.9732 | 0.90458 | 0.9175 | 0.9175 | 0.9902 | 1.0839 | 1.0839
2025-09-24 16:00 | 1.7252 | 1.8784 | 2.896 | 3.8729 | 3.8729 | 3.8729 | 2.1603 | 2.1912 | 2.1912 | 2.3648 | 2.5886 | 2.5886
2025-09-24 17:00 | 2.5878 | 2.8175 | 4.3441 | 5.8093 | 5.8093 | 5.8093 | 2.5344 | 2.5706 | 2.5706 | 2.7742 | 3.0368 | 3.0368
2025-09-24 18:00 | 3.229 | 3.5157 | 5.4205 | 7.2488 | 7.2488 | 7.2488 | 2.7252 | 2.7641 | 2.7641 | 2.9831 | 3.2654 | 3.2654
2025-09-24 19:00 | 3.145 | 3.4243 | 5.2795 | 7.0603 | 7.0603 | 7.0603 | 2.7137 | 2.7525 | 2.7525 | 2.9706 | 3.2517 | 3.2517
2025-09-24 20:00 | 3.0038 | 3.2705 | 5.0424 | 6.7433 | 6.7433 | 6.7433 | 2.4924 | 2.528 | 2.528 | 2.7283 | 2.9865 | 2.9865
2025-09-24 21:00 | 2.7366 | 2.9796 | 4.5939 | 6.1435 | 6.1435 | 6.1435 | 2.4962 | 2.5318 | 2.5318 | 2.7325 | 2.991 | 2.991
2025-09-24 22:00 | 2.458 | 2.6762 | 4.1262 | 5.518 | 5.518 | 5.518 | 2.229 | 2.2609 | 2.2609 | 2.44 | 2.6709 | 2.6709
2025-09-24 23:00 | 2.0573 | 2.2399 | 3.4535 | 4.6183 | 4.6183 | 4.6183 | 1.9351 | 1.9628 | 1.9628 | 2.1183 | 2.3187 | 2.3187
2025-09-25 | 1.8168 | 1.9781 | 3.0498 | 4.0785 | 4.0785 | 4.0785 | 1.6679 | 1.6918 | 1.6918 | 1.8258 | 1.9986 | 1.9986
2025-09-25 01:00 | 1.6794 | 1.8285 | 2.8191 | 3.7701 | 3.7701 | 3.7701 | 1.6107 | 1.6337 | 1.6337 | 1.7631 | 1.93 | 1.93
2025-09-25 02:00 | 1.5076 | 1.6415 | 2.5308 | 3.3845 | 3.3845 | 3.3845 | 1.5496 | 1.5718 | 1.5718 | 1.6963 | 1.8568 | 1.8568
2025-09-25 03:00 | 1.4924 | 1.6249 | 2.5052 | 3.3502 | 3.3502 | 3.3502 | 1.5916 | 1.6143 | 1.6143 | 1.7423 | 1.9071 | 1.9071
2025-09-25 04:00 | 1.6069 | 1.7495 | 2.6974 | 3.6073 | 3.6073 | 3.6073 | 1.8664 | 1.8931 | 1.8931 | 2.0431 | 2.2364 | 2.2364
2025-09-25 05:00 | 2.0115 | 2.19 | 3.3766 | 4.5155 | 4.5155 | 4.5155 | 2.3053 | 2.3383 | 2.3383 | 2.5236 | 2.7624 | 2.7624
2025-09-25 06:00 | 2.5229 | 2.7469 | 4.2351 | 5.6636 | 5.6636 | 5.6636 | 2.5191 | 2.5551 | 2.5551 | 2.7575 | 3.0185 | 3.0185
2025-09-25 07:00 | 2.458 | 2.6762 | 4.1262 | 5.518 | 5.518 | 5.518 | 2.8321 | 2.8725 | 2.8725 | 3.1001 | 3.3935 | 3.3935
2025-09-25 08:00 | 1.7939 | 1.9532 | 3.0114 | 4.0271 | 4.0271 | 4.0271 | 2.3779 | 2.4118 | 2.4118 | 2.6029 | 2.8493 | 2.8493
2025-09-25 09:00 | 1.687 | 1.8368 | 2.832 | 3.7872 | 3.7872 | 3.7872 | 1.9542 | 1.9821 | 1.9821 | 2.1392 | 2.3416 | 2.3416
2025-09-25 10:00 | 1.1069 | 1.2051 | 1.8581 | 2.4848 | 2.4848 | 2.4848 | 1.6565 | 1.6802 | 1.6802 | 1.8133 | 1.9849 | 1.9849
2025-09-25 11:00 | 0.72901 | 0.79373 | 1.2238 | 1.6365 | 1.6365 | 1.6365 | 0.98855 | 1.0027 | 1.0027 | 1.0821 | 1.1845 | 1.1845
2025-09-25 12:00 | 0.76336 | 0.83113 | 1.2814 | 1.7137 | 1.7137 | 1.7137 | 0.9771 | 0.99106 | 0.99106 | 1.0696 | 1.1708 | 1.1708
2025-09-25 13:00 | 0.8855 | 0.96411 | 1.4865 | 1.9878 | 1.9878 | 1.9878 | 1.1794 | 1.1962 | 1.1962 | 1.291 | 1.4132 | 1.4132
2025-09-25 14:00 | 1.1718 | 1.2758 | 1.967 | 2.6305 | 2.6305 | 2.6305 | 1.5038 | 1.5253 | 1.5253 | 1.6462 | 1.8019 | 1.8019
2025-09-25 15:00 | 1.2252 | 1.334 | 2.0567 | 2.7504 | 2.7504 | 2.7504 | 1.7023 | 1.7266 | 1.7266 | 1.8634 | 2.0398 | 2.0398
2025-09-25 16:00 | 1.9427 | 2.1152 | 3.2612 | 4.3613 | 4.3613 | 4.3613 | 2.2634 | 2.2957 | 2.2957 | 2.4776 | 2.712 | 2.712
2025-09-25 17:00 | 2.687 | 2.9256 | 4.5106 | 6.0321 | 6.0321 | 6.0321 | 2.6221 | 2.6596 | 2.6596 | 2.8703 | 3.142 | 3.142
2025-09-25 18:00 | 3.1641 | 3.445 | 5.3115 | 7.1031 | 7.1031 | 7.1031 | 2.5916 | 2.6286 | 2.6286 | 2.8369 | 3.1054 | 3.1054
2025-09-25 19:00 | 3.0458 | 3.3162 | 5.1129 | 6.8375 | 6.8375 | 6.8375 | 2.5458 | 2.5822 | 2.5822 | 2.7868 | 3.0505 | 3.0505
2025-09-25 20:00 | 2.855 | 3.1084 | 4.7926 | 6.4091 | 6.4091 | 6.4091 | 2.4122 | 2.4467 | 2.4467 | 2.6405 | 2.8904 | 2.8904
2025-09-25 21:00 | 2.5916 | 2.8217 | 4.3505 | 5.8179 | 5.8179 | 5.8179 | 2.1679 | 2.1989 | 2.1989 | 2.3731 | 2.5977 | 2.5977
2025-09-25 22:00 | 2.3702 | 2.5807 | 3.9788 | 5.3209 | 5.3209 | 5.3209 | 2.0267 | 2.0557 | 2.0557 | 2.2186 | 2.4285 | 2.4285
2025-09-25 23:00 | 2.0305 | 2.2108 | 3.4086 | 4.5583 | 4.5583 | 4.5583 | 1.855 | 1.8815 | 1.8815 | 2.0305 | 2.2227 | 2.2227
2025-09-26 | 1.7939 | 1.9532 | 3.0114 | 4.0271 | 4.0271 | 4.0271 | 1.5534 | 1.5756 | 1.5756 | 1.7005 | 1.8614 | 1.8614
2025-09-26 01:00 | 1.6412 | 1.7869 | 2.7551 | 3.6844 | 3.6844 | 3.6844 | 1.5153 | 1.5369 | 1.5369 | 1.6587 | 1.8157 | 1.8157
2025-09-26 02:00 | 1.4847 | 1.6165 | 2.4924 | 3.3331 | 3.3331 | 3.3331 | 1.5 | 1.5214 | 1.5214 | 1.642 | 1.7974 | 1.7974
2025-09-26 03:00 | 1.5267 | 1.6623 | 2.5629 | 3.4273 | 3.4273 | 3.4273 | 1.4695 | 1.4905 | 1.4905 | 1.6086 | 1.7608 | 1.7608
2025-09-26 04:00 | 1.6183 | 1.762 | 2.7166 | 3.633 | 3.633 | 3.633 | 1.6069 | 1.6298 | 1.6298 | 1.759 | 1.9254 | 1.9254
2025-09-26 05:00 | 1.9122 | 2.082 | 3.21 | 4.2927 | 4.2927 | 4.2927 | 2.084 | 2.1137 | 2.1137 | 2.2812 | 2.4971 | 2.4971
2025-09-26 06:00 | 2.2366 | 2.4352 | 3.7546 | 5.021 | 5.021 | 5.021 | 2.4084 | 2.4428 | 2.4428 | 2.6364 | 2.8858 | 2.8858
2025-09-26 07:00 | 2.4275 | 2.643 | 4.075 | 5.4494 | 5.4494 | 5.4494 | 2.4885 | 2.5241 | 2.5241 | 2.7241 | 2.9819 | 2.9819
2025-09-26 08:00 | 1.9733 | 2.1485 | 3.3125 | 4.4298 | 4.4298 | 4.4298 | 1.9656 | 1.9937 | 1.9937 | 2.1517 | 2.3553 | 2.3553
2025-09-26 09:00 | 1.3855 | 1.5085 | 2.3258 | 3.1103 | 3.1103 | 3.1103 | 1.626 | 1.6492 | 1.6492 | 1.7799 | 1.9483 | 1.9483
2025-09-26 10:00 | 1.4847 | 1.6165 | 2.4924 | 3.3331 | 3.3331 | 3.3331 | 1.6527 | 1.6763 | 1.6763 | 1.8091 | 1.9803 | 1.9803
2025-09-26 11:00 | 0.67176 | 0.73139 | 1.1277 | 1.508 | 1.508 | 1.508 | 0.88931 | 0.90202 | 0.90202 | 0.97349 | 1.0656 | 1.0656
2025-09-26 12:00 | 1.5305 | 1.6664 | 2.5693 | 3.4359 | 3.4359 | 3.4359 | 1.0573 | 1.0724 | 1.0724 | 1.1573 | 1.2668 | 1.2668
2025-09-26 13:00 | 1.4351 | 1.5625 | 2.4091 | 3.2217 | 3.2217 | 3.2217 | 1.6298 | 1.6531 | 1.6531 | 1.784 | 1.9529 | 1.9529
2025-09-26 14:00 | 1.4885 | 1.6207 | 2.4988 | 3.3416 | 3.3416 | 3.3416 | 1.7252 | 1.7498 | 1.7498 | 1.8885 | 2.0672 | 2.0672
2025-09-26 15:00 | 1.4046 | 1.5293 | 2.3578 | 3.1531 | 3.1531 | 3.1531 | 1.729 | 1.7537 | 1.7537 | 1.8927 | 2.0718 | 2.0718
2025-09-26 16:00 | 1.7939 | 1.9532 | 3.0114 | 4.0271 | 4.0271 | 4.0271 | 2.0382 | 2.0673 | 2.0673 | 2.2311 | 2.4422 | 2.4422
2025-09-26 17:00 | 2.1641 | 2.3563 | 3.6329 | 4.8582 | 4.8582 | 4.8582 | 2.2443 | 2.2763 | 2.2763 | 2.4567 | 2.6892 | 2.6892
2025-09-26 18:00 | 2.5725 | 2.8009 | 4.3184 | 5.775 | 5.775 | 5.775 | 2.1908 | 2.2221 | 2.2221 | 2.3982 | 2.6252 | 2.6252
2025-09-26 19:00 | 2.5534 | 2.7801 | 4.2864 | 5.7322 | 5.7322 | 5.7322 | 2.0802 | 2.1099 | 2.1099 | 2.2771 | 2.4925 | 2.4925
2025-09-26 20:00 | 2.3282 | 2.5349 | 3.9084 | 5.2267 | 5.2267 | 5.2267 | 2.1069 | 2.137 | 2.137 | 2.3063 | 2.5245 | 2.5245
2025-09-26 21:00 | 2.2328 | 2.4311 | 3.7482 | 5.0125 | 5.0125 | 5.0125 | 1.9695 | 1.9976 | 1.9976 | 2.1559 | 2.3599 | 2.3599
2025-09-26 22:00 | 2.0878 | 2.2731 | 3.5047 | 4.6869 | 4.6869 | 4.6869 | 1.8702 | 1.897 | 1.897 | 2.0473 | 2.241 | 2.241
2025-09-26 23:00 | 1.8588 | 2.0238 | 3.1203 | 4.1728 | 4.1728 | 4.1728 | 1.5458 | 1.5679 | 1.5679 | 1.6921 | 1.8522 | 1.8522
2025-09-27 | 1.6374 | 1.7828 | 2.7487 | 3.6758 | 3.6758 | 3.6758 | 1.4618 | 1.4827 | 1.4827 | 1.6002 | 1.7516 | 1.7516
2025-09-27 01:00 | 1.5305 | 1.6664 | 2.5693 | 3.4359 | 3.4359 | 3.4359 | 1.4084 | 1.4285 | 1.4285 | 1.5417 | 1.6876 | 1.6876
2025-09-27 02:00 | 1.4771 | 1.6082 | 2.4796 | 3.3159 | 3.3159 | 3.3159 | 1.3664 | 1.3859 | 1.3859 | 1.4958 | 1.6373 | 1.6373
2025-09-27 03:00 | 1.3779 | 1.5002 | 2.313 | 3.0932 | 3.0932 | 3.0932 | 1.3321 | 1.3511 | 1.3511 | 1.4581 | 1.5961 | 1.5961
2025-09-27 04:00 | 1.5 | 1.6332 | 2.518 | 3.3673 | 3.3673 | 3.3673 | 1.3664 | 1.3859 | 1.3859 | 1.4958 | 1.6373 | 1.6373
2025-09-27 05:00 | 1.5611 | 1.6997 | 2.6205 | 3.5044 | 3.5044 | 3.5044 | 1.4466 | 1.4672 | 1.4672 | 1.5835 | 1.7333 | 1.7333
2025-09-27 06:00 | 1.5763 | 1.7163 | 2.6462 | 3.5387 | 3.5387 | 3.5387 | 1.6374 | 1.6608 | 1.6608 | 1.7924 | 1.962 | 1.962
2025-09-27 07:00 | 1.5763 | 1.7163 | 2.6462 | 3.5387 | 3.5387 | 3.5387 | 1.7023 | 1.7266 | 1.7266 | 1.8634 | 2.0398 | 2.0398
2025-09-27 08:00 | 1.3168 | 1.4337 | 2.2105 | 2.9561 | 2.9561 | 2.9561 | 1.3206 | 1.3395 | 1.3395 | 1.4456 | 1.5824 | 1.5824
2025-09-27 09:00 | 1.1489 | 1.2509 | 1.9286 | 2.5791 | 2.5791 | 2.5791 | 0.87786 | 0.89041 | 0.89041 | 0.96096 | 1.0519 | 1.0519
2025-09-27 10:00 | 0.95038 | 1.0348 | 1.5954 | 2.1335 | 2.1335 | 2.1335 | 0.72519 | 0.73555 | 0.73555 | 0.79383 | 0.86895 | 0.86895
2025-09-27 11:00 | 0.67176 | 0.73139 | 1.1277 | 1.508 | 1.508 | 1.508 | 0.38168 | 0.38713 | 0.38713 | 0.41781 | 0.45734 | 0.45734
2025-09-27 12:00 | 0.68321 | 0.74386 | 1.1469 | 1.5337 | 1.5337 | 1.5337 | 0.38168 | 0.38713 | 0.38713 | 0.41781 | 0.45734 | 0.45734
2025-09-27 13:00 | 0.65649 | 0.71477 | 1.102 | 1.4737 | 1.4737 | 1.4737 | 0.43511 | 0.44133 | 0.44133 | 0.4763 | 0.52137 | 0.52137
2025-09-27 14:00 | 0.88168 | 0.95996 | 1.4801 | 1.9793 | 1.9793 | 1.9793 | 0.74809 | 0.75878 | 0.75878 | 0.8189 | 0.89639 | 0.89639
2025-09-27 15:00 | 1.2099 | 1.3173 | 2.0311 | 2.7162 | 2.7162 | 2.7162 | 1.3702 | 1.3898 | 1.3898 | 1.4999 | 1.6419 | 1.6419
2025-09-27 16:00 | 1.9275 | 2.0986 | 3.2356 | 4.327 | 4.327 | 4.327 | 1.6221 | 1.6453 | 1.6453 | 1.7757 | 1.9437 | 1.9437
2025-09-27 17:00 | 2.0573 | 2.2399 | 3.4535 | 4.6183 | 4.6183 | 4.6183 | 1.9962 | 2.0247 | 2.0247 | 2.1851 | 2.3919 | 2.3919
2025-09-27 18:00 | 2.2939 | 2.4975 | 3.8507 | 5.1495 | 5.1495 | 5.1495 | 2.0382 | 2.0673 | 2.0673 | 2.2311 | 2.4422 | 2.4422
2025-09-27 19:00 | 2.4084 | 2.6222 | 4.0429 | 5.4066 | 5.4066 | 5.4066 | 1.8855 | 1.9124 | 1.9124 | 2.064 | 2.2593 | 2.2593
2025-09-27 20:00 | 2.2405 | 2.4394 | 3.761 | 5.0296 | 5.0296 | 5.0296 | 1.7252 | 1.7498 | 1.7498 | 1.8885 | 2.0672 | 2.0672
2025-09-27 21:00 | 2.1145 | 2.3022 | 3.5496 | 4.7468 | 4.7468 | 4.7468 | 1.6489 | 1.6724 | 1.6724 | 1.8049 | 1.9757 | 1.9757
2025-09-27 22:00 | 2.0725 | 2.2565 | 3.4791 | 4.6526 | 4.6526 | 4.6526 | 1.645 | 1.6685 | 1.6685 | 1.8008 | 1.9712 | 1.9712
2025-09-27 23:00 | 1.8244 | 1.9864 | 3.0626 | 4.0956 | 4.0956 | 4.0956 | 1.4924 | 1.5137 | 1.5137 | 1.6336 | 1.7882 | 1.7882
2025-09-28 | 1.687 | 1.8368 | 2.832 | 3.7872 | 3.7872 | 3.7872 | 1.3893 | 1.4092 | 1.4092 | 1.5208 | 1.6647 | 1.6647
2025-09-28 01:00 | 1.4695 | 1.5999 | 2.4668 | 3.2988 | 3.2988 | 3.2988 | 1.3397 | 1.3588 | 1.3588 | 1.4665 | 1.6053 | 1.6053
2025-09-28 02:00 | 1.4924 | 1.6249 | 2.5052 | 3.3502 | 3.3502 | 3.3502 | 1.2634 | 1.2814 | 1.2814 | 1.3829 | 1.5138 | 1.5138
2025-09-28 03:00 | 1.4924 | 1.6249 | 2.5052 | 3.3502 | 3.3502 | 3.3502 | 1.3168 | 1.3356 | 1.3356 | 1.4414 | 1.5778 | 1.5778
2025-09-28 04:00 | 1.4733 | 1.6041 | 2.4732 | 3.3074 | 3.3074 | 3.3074 | 1.3702 | 1.3898 | 1.3898 | 1.4999 | 1.6419 | 1.6419
2025-09-28 05:00 | 1.5267 | 1.6623 | 2.5629 | 3.4273 | 3.4273 | 3.4273 | 1.4466 | 1.4672 | 1.4672 | 1.5835 | 1.7333 | 1.7333
2025-09-28 06:00 | 1.5649 | 1.7038 | 2.6269 | 3.513 | 3.513 | 3.513 | 1.4504 | 1.4711 | 1.4711 | 1.5877 | 1.7379 | 1.7379
2025-09-28 07:00 | 1.6374 | 1.7828 | 2.7487 | 3.6758 | 3.6758 | 3.6758 | 1.6641 | 1.6879 | 1.6879 | 1.8216 | 1.994 | 1.994
2025-09-28 08:00 | 1.7137 | 1.8659 | 2.8768 | 3.8472 | 3.8472 | 3.8472 | 1.5344 | 1.5563 | 1.5563 | 1.6796 | 1.8385 | 1.8385
2025-09-28 09:00 | 1.0916 | 1.1885 | 1.8324 | 2.4505 | 2.4505 | 2.4505 | 1.1298 | 1.1459 | 1.1459 | 1.2367 | 1.3537 | 1.3537
2025-09-28 10:00 | 0.91985 | 1.0015 | 1.5441 | 2.065 | 2.065 | 2.065 | 0.57634 | 0.58457 | 0.58457 | 0.63089 | 0.69059 | 0.69059
2025-09-28 11:00 | 1.0611 | 1.1553 | 1.7812 | 2.382 | 2.382 | 2.382 | 0.4771 | 0.48392 | 0.48392 | 0.52226 | 0.57168 | 0.57168
2025-09-28 12:00 | 0.98092 | 1.068 | 1.6466 | 2.2021 | 2.2021 | 2.2021 | 0.85115 | 0.86331 | 0.86331 | 0.93171 | 1.0199 | 1.0199
2025-09-28 13:00 | 1.145 | 1.2467 | 1.9221 | 2.5705 | 2.5705 | 2.5705 | 0.85115 | 0.86331 | 0.86331 | 0.93171 | 1.0199 | 1.0199
2025-09-28 14:00 | 1.0802 | 1.176 | 1.8132 | 2.4248 | 2.4248 | 2.4248 | 0.69847 | 0.70845 | 0.70845 | 0.76459 | 0.83694 | 0.83694
2025-09-28 15:00 | 1.4809 | 1.6124 | 2.486 | 3.3245 | 3.3245 | 3.3245 | 1.2634 | 1.2814 | 1.2814 | 1.3829 | 1.5138 | 1.5138
2025-09-28 16:00 | 1.7214 | 1.8742 | 2.8896 | 3.8643 | 3.8643 | 3.8643 | 1.5763 | 1.5989 | 1.5989 | 1.7255 | 1.8888 | 1.8888
2025-09-28 17:00 | 2.229 | 2.4269 | 3.7418 | 5.0039 | 5.0039 | 5.0039 | 1.8626 | 1.8892 | 1.8892 | 2.0389 | 2.2318 | 2.2318
2025-09-28 18:00 | 2.4504 | 2.6679 | 4.1134 | 5.5008 | 5.5008 | 5.5008 | 2.0649 | 2.0944 | 2.0944 | 2.2603 | 2.4742 | 2.4742
2025-09-28 19:00 | 2.5382 | 2.7635 | 4.2608 | 5.6979 | 5.6979 | 5.6979 | 1.9733 | 2.0015 | 2.0015 | 2.1601 | 2.3645 | 2.3645
2025-09-28 20:00 | 2.3779 | 2.589 | 3.9917 | 5.3381 | 5.3381 | 5.3381 | 1.9275 | 1.955 | 1.955 | 2.1099 | 2.3096 | 2.3096
2025-09-28 21:00 | 2.2252 | 2.4227 | 3.7354 | 4.9953 | 4.9953 | 4.9953 | 1.7863 | 1.8118 | 1.8118 | 1.9553 | 2.1404 | 2.1404
2025-09-28 22:00 | 2.126 | 2.3147 | 3.5688 | 4.7725 | 4.7725 | 4.7725 | 1.7252 | 1.7498 | 1.7498 | 1.8885 | 2.0672 | 2.0672
2025-09-28 23:00 | 1.771 | 1.9282 | 2.9729 | 3.9757 | 3.9757 | 3.9757 | 1.5725 | 1.595 | 1.595 | 1.7214 | 1.8843 | 1.8843
2025-09-29 | 1.4924 | 1.6249 | 2.5052 | 3.3502 | 3.3502 | 3.3502 | 1.416 | 1.4363 | 1.4363 | 1.5501 | 1.6967 | 1.6967
2025-09-29 01:00 | 1.4046 | 1.5293 | 2.3578 | 3.1531 | 3.1531 | 3.1531 | 1.3206 | 1.3395 | 1.3395 | 1.4456 | 1.5824 | 1.5824
2025-09-29 02:00 | 1.3588 | 1.4794 | 2.2809 | 3.0503 | 3.0503 | 3.0503 | 1.3282 | 1.3472 | 1.3472 | 1.454 | 1.5916 | 1.5916
2025-09-29 03:00 | 1.4275 | 1.5542 | 2.3963 | 3.2045 | 3.2045 | 3.2045 | 1.2405 | 1.2582 | 1.2582 | 1.3579 | 1.4864 | 1.4864
2025-09-29 04:00 | 1.4275 | 1.5542 | 2.3963 | 3.2045 | 3.2045 | 3.2045 | 1.4427 | 1.4634 | 1.4634 | 1.5793 | 1.7288 | 1.7288
2025-09-29 05:00 | 1.645 | 1.7911 | 2.7615 | 3.6929 | 3.6929 | 3.6929 | 1.6412 | 1.6647 | 1.6647 | 1.7966 | 1.9666 | 1.9666
2025-09-29 06:00 | 2 | 2.1776 | 3.3573 | 4.4898 | 4.4898 | 4.4898 | 1.9656 | 1.9937 | 1.9937 | 2.1517 | 2.3553 | 2.3553
2025-09-29 07:00 | 2.0229 | 2.2025 | 3.3958 | 4.5412 | 4.5412 | 4.5412 | 2.2366 | 2.2686 | 2.2686 | 2.4484 | 2.68 | 2.68
2025-09-29 08:00 | 1.874 | 2.0404 | 3.1459 | 4.207 | 4.207 | 4.207 | 2.042 | 2.0712 | 2.0712 | 2.2353 | 2.4468 | 2.4468
2025-09-29 09:00 | 1.4198 | 1.5459 | 2.3835 | 3.1874 | 3.1874 | 3.1874 | 1.8206 | 1.8466 | 1.8466 | 1.9929 | 2.1815 | 2.1815
2025-09-29 10:00 | 1.3626 | 1.4836 | 2.2874 | 3.0589 | 3.0589 | 3.0589 | 1.5382 | 1.5601 | 1.5601 | 1.6838 | 1.8431 | 1.8431
2025-09-29 11:00 | 1.145 | 1.2467 | 1.9221 | 2.5705 | 2.5705 | 2.5705 | 1.6221 | 1.6453 | 1.6453 | 1.7757 | 1.9437 | 1.9437
2025-09-29 12:00 | 0.70611 | 0.7688 | 1.1853 | 1.5851 | 1.5851 | 1.5851 | 1.6527 | 1.6763 | 1.6763 | 1.8091 | 1.9803 | 1.9803
2025-09-29 13:00 | 0.57252 | 0.62335 | 0.96107 | 1.2852 | 1.2852 | 1.2852 | 1.3168 | 1.3356 | 1.3356 | 1.4414 | 1.5778 | 1.5778
2025-09-29 14:00 | 0.72137 | 0.78542 | 1.211 | 1.6194 | 1.6194 | 1.6194 | 1.3702 | 1.3898 | 1.3898 | 1.4999 | 1.6419 | 1.6419
2025-09-29 15:00 | 1.2023 | 1.309 | 2.0183 | 2.699 | 2.699 | 2.699 | 1.5267 | 1.5485 | 1.5485 | 1.6712 | 1.8294 | 1.8294
2025-09-29 16:00 | 1.6641 | 1.8119 | 2.7935 | 3.7358 | 3.7358 | 3.7358 | 1.9504 | 1.9782 | 1.9782 | 2.135 | 2.337 | 2.337
2025-09-29 17:00 | 2.3664 | 2.5765 | 3.9724 | 5.3123 | 5.3123 | 5.3123 | 2.2634 | 2.2957 | 2.2957 | 2.4776 | 2.712 | 2.712
2025-09-29 18:00 | 2.7748 | 3.0212 | 4.658 | 6.2292 | 6.2292 | 6.2292 | 2.2557 | 2.288 | 2.288 | 2.4692 | 2.7029 | 2.7029
2025-09-29 19:00 | 2.6298 | 2.8632 | 4.4145 | 5.9036 | 5.9036 | 5.9036 | 2.1832 | 2.2144 | 2.2144 | 2.3899 | 2.616 | 2.616
2025-09-29 20:00 | 2.4656 | 2.6845 | 4.139 | 5.5351 | 5.5351 | 5.5351 | 2.0954 | 2.1254 | 2.1254 | 2.2938 | 2.5108 | 2.5108
2025-09-29 21:00 | 2.3015 | 2.5059 | 3.8635 | 5.1667 | 5.1667 | 5.1667 | 1.8893 | 1.9163 | 1.9163 | 2.0681 | 2.2639 | 2.2639
2025-09-29 22:00 | 2.0191 | 2.1983 | 3.3894 | 4.5326 | 4.5326 | 4.5326 | 1.7023 | 1.7266 | 1.7266 | 1.8634 | 2.0398 | 2.0398
2025-09-29 23:00 | 1.8244 | 1.9864 | 3.0626 | 4.0956 | 4.0956 | 4.0956 | 1.542 | 1.564 | 1.564 | 1.6879 | 1.8477 | 1.8477
2025-09-30 | 1.5802 | 1.7204 | 2.6526 | 3.5473 | 3.5473 | 3.5473 | 1.4313 | 1.4517 | 1.4517 | 1.5668 | 1.715 | 1.715
2025-09-30 01:00 | 1.5344 | 1.6706 | 2.5757 | 3.4445 | 3.4445 | 3.4445 | 1.4275 | 1.4479 | 1.4479 | 1.5626 | 1.7105 | 1.7105
2025-09-30 02:00 | 1.4695 | 1.5999 | 2.4668 | 3.2988 | 3.2988 | 3.2988 | 1.3397 | 1.3588 | 1.3588 | 1.4665 | 1.6053 | 1.6053
2025-09-30 03:00 | 1.5 | 1.6332 | 2.518 | 3.3673 | 3.3673 | 3.3673 | 1.4008 | 1.4208 | 1.4208 | 1.5334 | 1.6785 | 1.6785
2025-09-30 04:00 | 1.5 | 1.6332 | 2.518 | 3.3673 | 3.3673 | 3.3673 | 1.542 | 1.564 | 1.564 | 1.6879 | 1.8477 | 1.8477
2025-09-30 05:00 | 1.8397 | 2.003 | 3.0882 | 4.1299 | 4.1299 | 4.1299 | 2.0382 | 2.0673 | 2.0673 | 2.2311 | 2.4422 | 2.4422
2025-09-30 06:00 | 2.126 | 2.3147 | 3.5688 | 4.7725 | 4.7725 | 4.7725 | 2.1527 | 2.1834 | 2.1834 | 2.3564 | 2.5794 | 2.5794
2025-09-30 07:00 | 2.3206 | 2.5266 | 3.8956 | 5.2095 | 5.2095 | 5.2095 | 2.3359 | 2.3693 | 2.3693 | 2.557 | 2.7989 | 2.7989
2025-09-30 08:00 | 1.8511 | 2.0155 | 3.1075 | 4.1556 | 4.1556 | 4.1556 | 2.0725 | 2.1021 | 2.1021 | 2.2687 | 2.4834 | 2.4834
2025-09-30 09:00 | 0.91985 | 1.0015 | 1.5441 | 2.065 | 2.065 | 2.065 | 1.5534 | 1.5756 | 1.5756 | 1.7005 | 1.8614 | 1.8614
2025-09-30 10:00 | 0.79771 | 0.86853 | 1.3391 | 1.7908 | 1.7908 | 1.7908 | 1.3511 | 1.3704 | 1.3704 | 1.479 | 1.619 | 1.619
2025-09-30 11:00 | 1.374 | 1.496 | 2.3066 | 3.0846 | 3.0846 | 3.0846 | 1.7176 | 1.7421 | 1.7421 | 1.8801 | 2.058 | 2.058
2025-09-30 12:00 | 1.5763 | 1.7163 | 2.6462 | 3.5387 | 3.5387 | 3.5387 | 1.7252 | 1.7498 | 1.7498 | 1.8885 | 2.0672 | 2.0672
2025-09-30 13:00 | 1.8855 | 2.0529 | 3.1651 | 4.2327 | 4.2327 | 4.2327 | 1.9008 | 1.9279 | 1.9279 | 2.0807 | 2.2776 | 2.2776
2025-09-30 14:00 | 2.0802 | 2.2648 | 3.4919 | 4.6697 | 4.6697 | 4.6697 | 1.9313 | 1.9589 | 1.9589 | 2.1141 | 2.3142 | 2.3142
2025-09-30 15:00 | 2.4504 | 2.6679 | 4.1134 | 5.5008 | 5.5008 | 5.5008 | 2.1679 | 2.1989 | 2.1989 | 2.3731 | 2.5977 | 2.5977
2025-09-30 16:00 | 1.8893 | 2.057 | 3.1715 | 4.2413 | 4.2413 | 4.2413 | 2.2443 | 2.2763 | 2.2763 | 2.4567 | 2.6892 | 2.6892
2025-09-30 17:00 | 2.2824 | 2.4851 | 3.8315 | 5.1238 | 5.1238 | 5.1238 | 2.3664 | 2.4002 | 2.4002 | 2.5904 | 2.8355 | 2.8355
2025-09-30 18:00 | 2.4542 | 2.6721 | 4.1198 | 5.5094 | 5.5094 | 5.5094 | 2.2748 | 2.3073 | 2.3073 | 2.4901 | 2.7258 | 2.7258
2025-09-30 19:00 | 2.4008 | 2.6139 | 4.0301 | 5.3895 | 5.3895 | 5.3895 | 2.2252 | 2.257 | 2.257 | 2.4358 | 2.6663 | 2.6663
2025-09-30 20:00 | 2.3588 | 2.5682 | 3.9596 | 5.2952 | 5.2952 | 5.2952 | 1.916 | 1.9434 | 1.9434 | 2.0974 | 2.2959 | 2.2959
2025-09-30 21:00 | 2.2443 | 2.4435 | 3.7674 | 5.0382 | 5.0382 | 5.0382 | 1.8855 | 1.9124 | 1.9124 | 2.064 | 2.2593 | 2.2593
2025-09-30 22:00 | 2.0229 | 2.2025 | 3.3958 | 4.5412 | 4.5412 | 4.5412 | 1.6527 | 1.6763 | 1.6763 | 1.8091 | 1.9803 | 1.9803
2025-09-30 23:00 | 1.8053 | 1.9656 | 3.0306 | 4.0528 | 4.0528 | 4.0528 | 1.4809 | 1.5021 | 1.5021 | 1.6211 | 1.7745 | 1.7745
2025-10-01 | 1.5382 | 1.798 | 3.5243 | 5.1813 | 5.1813 | 5.1813 | 1.4809 | 1.5092 | 1.5092 | 1.6685 | 1.8739 | 1.8739
2024-12-31 01:00 | 0.91221 | 0.91221 | 1.408 | 1.7343 | 2.5193 | 2.5193 | 1.3817 | 1.3817 | 1.3956 | 1.4876 | 1.5379 | 1.7306
2024-12-31 02:00 | 0.85496 | 0.85496 | 1.3196 | 1.6255 | 2.3612 | 2.3612 | 1.3511 | 1.3511 | 1.3647 | 1.4547 | 1.5039 | 1.6924
2024-12-31 03:00 | 0.82061 | 0.82061 | 1.2666 | 1.5601 | 2.2663 | 2.2663 | 1.3511 | 1.3511 | 1.3647 | 1.4547 | 1.5039 | 1.6924
2024-12-31 04:00 | 0.81298 | 0.81298 | 1.2548 | 1.5456 | 2.2452 | 2.2452 | 1.313 | 1.313 | 1.3262 | 1.4136 | 1.4614 | 1.6446
2024-12-31 05:00 | 0.80153 | 0.80153 | 1.2372 | 1.5239 | 2.2136 | 2.2136 | 1.3779 | 1.3779 | 1.3917 | 1.4835 | 1.5336 | 1.7258
2024-12-31 06:00 | 0.91603 | 0.91603 | 1.4139 | 1.7416 | 2.5298 | 2.5298 | 1.4618 | 1.4618 | 1.4765 | 1.5739 | 1.6271 | 1.831
2024-12-31 07:00 | 0.95802 | 0.95802 | 1.4787 | 1.8214 | 2.6458 | 2.6458 | 1.4618 | 1.4618 | 1.4765 | 1.5739 | 1.6271 | 1.831
2024-12-31 08:00 | 0.85496 | 0.85496 | 1.3196 | 1.6255 | 2.3612 | 2.3612 | 1.3702 | 1.3702 | 1.384 | 1.4753 | 1.5251 | 1.7163
2024-12-31 09:00 | 0.81679 | 0.81679 | 1.2607 | 1.5529 | 2.2557 | 2.2557 | 0.85115 | 0.85115 | 0.85971 | 0.91639 | 0.94737 | 1.0661
2024-12-31 10:00 | 1.0115 | 1.0115 | 1.5612 | 1.923 | 2.7933 | 2.7933 | 0.73282 | 0.73282 | 0.7402 | 0.789 | 0.81567 | 0.91789
2024-12-31 11:00 | 1.2137 | 1.2137 | 1.8734 | 2.3076 | 3.352 | 3.352 | 1.2443 | 1.2443 | 1.2568 | 1.3397 | 1.3849 | 1.5585
2024-12-31 12:00 | 0.89313 | 0.89313 | 1.3786 | 1.698 | 2.4666 | 2.4666 | 1.0496 | 1.0496 | 1.0602 | 1.1301 | 1.1683 | 1.3147
2024-12-31 13:00 | 1.4427 | 1.4427 | 2.2269 | 2.7429 | 3.9844 | 3.9844 | 1.5038 | 1.5038 | 1.519 | 1.6191 | 1.6738 | 1.8836
2024-12-31 14:00 | 1.4466 | 1.4466 | 2.2328 | 2.7502 | 3.995 | 3.995 | 1.958 | 1.958 | 1.9777 | 2.1081 | 2.1794 | 2.4525
2024-12-31 15:00 | 1.5153 | 1.5153 | 2.3388 | 2.8808 | 4.1847 | 4.1847 | 2.3244 | 2.3244 | 2.3478 | 2.5026 | 2.5872 | 2.9114
2024-12-31 16:00 | 1.4542 | 1.4542 | 2.2446 | 2.7647 | 4.0161 | 4.0161 | 2.3588 | 2.3588 | 2.3825 | 2.5396 | 2.6254 | 2.9545
2024-12-31 17:00 | 1.5649 | 1.5649 | 2.4154 | 2.9752 | 4.3218 | 4.3218 | 2.2786 | 2.2786 | 2.3016 | 2.4533 | 2.5362 | 2.8541
2024-12-31 18:00 | 1.374 | 1.374 | 2.1209 | 2.6123 | 3.7947 | 3.7947 | 2.084 | 2.084 | 2.105 | 2.2437 | 2.3196 | 2.6103
2024-12-31 19:00 | 1.1527 | 1.1527 | 1.7792 | 2.1915 | 3.1833 | 3.1833 | 1.7748 | 1.7748 | 1.7927 | 1.9109 | 1.9754 | 2.223
2024-12-31 20:00 | 1.0992 | 1.0992 | 1.6967 | 2.0899 | 3.0358 | 3.0358 | 1.8092 | 1.8092 | 1.8274 | 1.9478 | 2.0137 | 2.266
2024-12-31 21:00 | 0.99237 | 0.99237 | 1.5317 | 1.8867 | 2.7406 | 2.7406 | 1.7443 | 1.7443 | 1.7618 | 1.878 | 1.9415 | 2.1848
2024-12-31 22:00 | 0.96947 | 0.96947 | 1.4964 | 1.8431 | 2.6774 | 2.6774 | 1.7595 | 1.7595 | 1.7773 | 1.8944 | 1.9585 | 2.2039
2024-12-31 23:00 | 0.94275 | 0.94275 | 1.4551 | 1.7924 | 2.6036 | 2.6036 | 1.7137 | 1.7137 | 1.731 | 1.8451 | 1.9075 | 2.1465
2025-01-01 | 0.94275 | 0.94275 | 1.4551 | 1.7924 | 2.6036 | 2.6036 | 1.7137 | 1.7137 | 1.731 | 1.8451 | 1.9075 | 2.1465

## Daily Load - Winter
| Yarralumla | [11 empty] | Curtin North
| Average Winter Day Load (MW/MVA) | [5 empty] | Peak Winter Day Load (MW/MVA) | [5 empty] | Average Winter Day Load (MW/MVA) | [5 empty] | Peak Winter Day Load (MW/MVA)
Time | 2025 | 2026 | 2027 | 2028 | 2029 | 2030 | 2025 | 2026 | 2027 | 2028 | 2029 | 2030 | 2025 | 2026 | 2027 | 2028 | 2029 | 2030 | 2025 | 2026 | 2027 | 2028 | 2029 | 2030
0:00 | 1.9386 | 2.1107 | 3.2543 | 4.3519 | 4.3519 | 4.3519 | 2.7023 | 2.9422 | 4.5363 | 6.0664 | 6.0664 | 6.0664 | 1.8635 | 1.8901 | 1.8901 | 2.0398 | 2.2329 | 2.2329 | 2.7328 | 2.7719 | 2.7719 | 2.9915 | 3.2746 | 3.2746
1:00 | 1.7565 | 1.9125 | 2.9486 | 3.9432 | 3.9432 | 3.9432 | 2.3931 | 2.6056 | 4.0173 | 5.3723 | 5.3723 | 5.3723 | 1.7906 | 1.8162 | 1.8162 | 1.9601 | 2.1455 | 2.1455 | 2.6412 | 2.679 | 2.679 | 2.8912 | 3.1648 | 3.1648
2:00 | 1.6945 | 1.8449 | 2.8445 | 3.8039 | 3.8039 | 3.8039 | 2.271 | 2.4726 | 3.8123 | 5.0981 | 5.0981 | 5.0981 | 1.7646 | 1.7898 | 1.7898 | 1.9316 | 2.1144 | 2.1144 | 2.5611 | 2.5977 | 2.5977 | 2.8035 | 3.0688 | 3.0688
3:00 | 1.678 | 1.827 | 2.8168 | 3.7669 | 3.7669 | 3.7669 | 2.2595 | 2.4601 | 3.793 | 5.0724 | 5.0724 | 5.0724 | 1.8148 | 1.8408 | 1.8408 | 1.9866 | 2.1746 | 2.1746 | 2.6374 | 2.6751 | 2.6751 | 2.8871 | 3.1602 | 3.1602
4:00 | 1.752 | 1.9076 | 2.9411 | 3.9331 | 3.9331 | 3.9331 | 2.3817 | 2.5931 | 3.9981 | 5.3466 | 5.3466 | 5.3466 | 1.9373 | 1.9649 | 1.9649 | 2.1206 | 2.3213 | 2.3213 | 2.8359 | 2.8764 | 2.8764 | 3.1043 | 3.3981 | 3.3981
5:00 | 2.1335 | 2.3229 | 3.5814 | 4.7894 | 4.7894 | 4.7894 | 3.0038 | 3.2705 | 5.0424 | 6.7433 | 6.7433 | 6.7433 | 2.3468 | 2.3804 | 2.3804 | 2.569 | 2.8121 | 2.8121 | 3.5496 | 3.6003 | 3.6003 | 3.8856 | 4.2533 | 4.2533
6:00 | 2.7512 | 2.9955 | 4.6184 | 6.1762 | 6.1762 | 6.1762 | 4.2137 | 4.5878 | 7.0735 | 9.4594 | 9.4594 | 9.4594 | 2.8191 | 2.8594 | 2.8594 | 3.0859 | 3.3779 | 3.3779 | 4.1718 | 4.2314 | 4.2314 | 4.5666 | 4.9988 | 4.9988
7:00 | 2.9828 | 3.2476 | 5.0071 | 6.696 | 6.696 | 6.696 | 4.6183 | 5.0283 | 7.7527 | 10.3676 | 10.3676 | 10.3676 | 3.2288 | 3.2749 | 3.2749 | 3.5344 | 3.8689 | 3.8689 | 5.5992 | 5.6792 | 5.6792 | 6.1292 | 6.7092 | 6.7092
8:00 | 2.7787 | 3.0254 | 4.6645 | 6.2379 | 6.2379 | 6.2379 | 4.5191 | 4.9203 | 7.5861 | 10.1449 | 10.1449 | 10.1449 | 3.1377 | 3.1825 | 3.1825 | 3.4347 | 3.7597 | 3.7597 | 5.5229 | 5.6018 | 5.6018 | 6.0457 | 6.6178 | 6.6178
9:00 | 2.2398 | 2.4387 | 3.7599 | 5.0281 | 5.0281 | 5.0281 | 4.084 | 4.4465 | 6.8557 | 9.1681 | 9.1681 | 9.1681 | 2.7864 | 2.8263 | 2.8263 | 3.0502 | 3.3388 | 3.3388 | 4.9504 | 5.0211 | 5.0211 | 5.419 | 5.9318 | 5.9318
10:00 | 1.9012 | 2.07 | 3.1915 | 4.2679 | 4.2679 | 4.2679 | 3.5687 | 3.8855 | 5.9907 | 8.0114 | 8.0114 | 8.0114 | 2.4078 | 2.4422 | 2.4422 | 2.6357 | 2.8851 | 2.8851 | 4.7939 | 4.8624 | 4.8624 | 5.2477 | 5.7442 | 5.7442
11:00 | 1.6754 | 1.8242 | 2.8125 | 3.7612 | 3.7612 | 3.7612 | 3.6107 | 3.9312 | 6.0612 | 8.1056 | 8.1056 | 8.1056 | 2.079 | 2.1087 | 2.1087 | 2.2758 | 2.4912 | 2.4912 | 4.2252 | 4.2856 | 4.2856 | 4.6251 | 5.0628 | 5.0628
12:00 | 1.6256 | 1.7699 | 2.7289 | 3.6493 | 3.6493 | 3.6493 | 3.5115 | 3.8232 | 5.8946 | 7.8828 | 7.8828 | 7.8828 | 2.022 | 2.0509 | 2.0509 | 2.2134 | 2.4229 | 2.4229 | 4.145 | 4.2043 | 4.2043 | 4.5374 | 4.9668 | 4.9668
13:00 | 1.6023 | 1.7446 | 2.6898 | 3.5971 | 3.5971 | 3.5971 | 3.5954 | 3.9146 | 6.0355 | 8.0713 | 8.0713 | 8.0713 | 2.0032 | 2.0319 | 2.0319 | 2.1929 | 2.4004 | 2.4004 | 4.0382 | 4.0959 | 4.0959 | 4.4204 | 4.8387 | 4.8387
14:00 | 1.7268 | 1.8801 | 2.8987 | 3.8764 | 3.8764 | 3.8764 | 3.5649 | 3.8814 | 5.9843 | 8.0028 | 8.0028 | 8.0028 | 2.1519 | 2.1826 | 2.1826 | 2.3555 | 2.5784 | 2.5784 | 4.0649 | 4.123 | 4.123 | 4.4497 | 4.8707 | 4.8707
15:00 | 2.039 | 2.2201 | 3.4229 | 4.5774 | 4.5774 | 4.5774 | 3.5725 | 3.8897 | 5.9971 | 8.0199 | 8.0199 | 8.0199 | 2.3881 | 2.4222 | 2.4222 | 2.6141 | 2.8615 | 2.8615 | 4.0153 | 4.0726 | 4.0726 | 4.3953 | 4.8113 | 4.8113
16:00 | 2.5906 | 2.8206 | 4.3487 | 5.8155 | 5.8155 | 5.8155 | 3.9733 | 4.326 | 6.6698 | 8.9196 | 8.9196 | 8.9196 | 2.7853 | 2.8251 | 2.8251 | 3.049 | 3.3375 | 3.3375 | 4.5076 | 4.572 | 4.572 | 4.9343 | 5.4012 | 5.4012
17:00 | 3.2425 | 3.5303 | 5.4431 | 7.279 | 7.279 | 7.279 | 4.9084 | 5.3442 | 8.2396 | 11.0188 | 11.0188 | 11.0188 | 3.0505 | 3.0941 | 3.0941 | 3.3393 | 3.6553 | 3.6553 | 4.6947 | 4.7617 | 4.7617 | 5.139 | 5.6253 | 5.6253
18:00 | 3.4081 | 3.7107 | 5.7211 | 7.6508 | 7.6508 | 7.6508 | 5.0687 | 5.5187 | 8.5087 | 11.3787 | 11.3787 | 11.3787 | 3.0595 | 3.1032 | 3.1032 | 3.3491 | 3.666 | 3.666 | 4.6794 | 4.7462 | 4.7462 | 5.1223 | 5.607 | 5.607
19:00 | 3.3395 | 3.636 | 5.6059 | 7.4968 | 7.4968 | 7.4968 | 4.8244 | 5.2527 | 8.0986 | 10.8303 | 10.8303 | 10.8303 | 2.9173 | 2.9589 | 2.9589 | 3.1934 | 3.4956 | 3.4956 | 4.2366 | 4.2972 | 4.2972 | 4.6377 | 5.0765 | 5.0765
20:00 | 3.2029 | 3.4872 | 5.3766 | 7.1901 | 7.1901 | 7.1901 | 4.6756 | 5.0907 | 7.8488 | 10.4962 | 10.4962 | 10.4962 | 2.7558 | 2.7952 | 2.7952 | 3.0167 | 3.3021 | 3.3021 | 4.0687 | 4.1268 | 4.1268 | 4.4538 | 4.8753 | 4.8753
21:00 | 2.9653 | 3.2286 | 4.9778 | 6.6568 | 6.6568 | 6.6568 | 4.4198 | 4.8122 | 7.4195 | 9.9221 | 9.9221 | 9.9221 | 2.532 | 2.5682 | 2.5682 | 2.7717 | 3.034 | 3.034 | 3.6985 | 3.7513 | 3.7513 | 4.0486 | 4.4317 | 4.4317
22:00 | 2.6673 | 2.9041 | 4.4775 | 5.9878 | 5.9878 | 5.9878 | 3.7786 | 4.1141 | 6.3431 | 8.4826 | 8.4826 | 8.4826 | 2.3413 | 2.3748 | 2.3748 | 2.5629 | 2.8055 | 2.8055 | 3.3206 | 3.3681 | 3.3681 | 3.6349 | 3.9789 | 3.9789
23:00 | 2.2829 | 2.4855 | 3.8322 | 5.1248 | 5.1248 | 5.1248 | 3.2824 | 3.5739 | 5.5102 | 7.3687 | 7.3687 | 7.3687 | 2.1193 | 2.1496 | 2.1496 | 2.3199 | 2.5394 | 2.5394 | 3.1947 | 3.2403 | 3.2403 | 3.497 | 3.828 | 3.828

## Daily Load - Summer
| Yarralumla | [11 empty] | Curtin North
| Average Summer Day Load (MW/MVA) | [5 empty] | Peak Summer Day Load (MW/MVA) | [5 empty] | Average Summer Day Load (MW/MVA) | [5 empty] | Peak Summer Day Load (MW/MVA)
Time | 2025 | 2026 | 2027 | 2028 | 2029 | 2030 | 2025 | 2026 | 2027 | 2028 | 2029 | 2030 | 2025 | 2026 | 2027 | 2028 | 2029 | 2030 | 2025 | 2026 | 2027 | 2028 | 2029 | 2030
0:00 | 1.0688 | 1.2493 | 2.4488 | 3.6001 | 3.6001 | 3.6001 | 1.6794 | 1.9631 | 3.8479 | 5.657 | 5.657 | 5.657 | 1.4032 | 1.43 | 1.43 | 1.581 | 1.7755 | 1.7755 | 2.0115 | 2.0499 | 2.0499 | 2.2663 | 2.5452 | 2.5452
1:00 | 0.97913 | 1.1445 | 2.2434 | 3.2982 | 3.2982 | 3.2982 | 1.6031 | 1.8738 | 3.673 | 5.3999 | 5.3999 | 5.3999 | 1.2906 | 1.3153 | 1.3153 | 1.4541 | 1.633 | 1.633 | 1.7748 | 1.8088 | 1.8088 | 1.9997 | 2.2457 | 2.2457
2:00 | 0.93855 | 1.0971 | 2.1504 | 3.1615 | 3.1615 | 3.1615 | 1.5611 | 1.8248 | 3.5768 | 5.2585 | 5.2585 | 5.2585 | 1.2393 | 1.263 | 1.263 | 1.3963 | 1.5681 | 1.5681 | 1.7099 | 1.7426 | 1.7426 | 1.9266 | 2.1636 | 2.1636
3:00 | 0.91758 | 1.0726 | 2.1024 | 3.0909 | 3.0909 | 3.0909 | 1.5076 | 1.7623 | 3.4543 | 5.0785 | 5.0785 | 5.0785 | 1.2254 | 1.2488 | 1.2488 | 1.3806 | 1.5505 | 1.5505 | 1.7366 | 1.7699 | 1.7699 | 1.9567 | 2.1975 | 2.1975
4:00 | 0.92366 | 1.0797 | 2.1163 | 3.1114 | 3.1114 | 3.1114 | 1.5534 | 1.8158 | 3.5593 | 5.2328 | 5.2328 | 5.2328 | 1.2168 | 1.24 | 1.24 | 1.3709 | 1.5396 | 1.5396 | 1.6718 | 1.7037 | 1.7037 | 1.8836 | 2.1154 | 2.1154
5:00 | 1.0131 | 1.1843 | 2.3214 | 3.4128 | 3.4128 | 3.4128 | 1.8626 | 2.1772 | 4.2676 | 6.2742 | 6.2742 | 6.2742 | 1.3646 | 1.3907 | 1.3907 | 1.5375 | 1.7267 | 1.7267 | 1.9847 | 2.0227 | 2.0227 | 2.2362 | 2.5114 | 2.5114
6:00 | 1.1855 | 1.3858 | 2.7163 | 3.9934 | 3.9934 | 3.9934 | 2.4389 | 2.8509 | 5.5882 | 8.2156 | 8.2156 | 8.2156 | 1.5976 | 1.6282 | 1.6282 | 1.8001 | 2.0216 | 2.0216 | 3.3282 | 3.3919 | 3.3919 | 3.7499 | 4.2114 | 4.2114
7:00 | 1.2883 | 1.5059 | 2.9517 | 4.3395 | 4.3395 | 4.3395 | 2.6641 | 3.1141 | 6.1041 | 8.9741 | 8.9741 | 8.9741 | 1.7529 | 1.7864 | 1.7864 | 1.975 | 2.218 | 2.218 | 2.7557 | 2.8084 | 2.8084 | 3.1049 | 3.4869 | 3.4869
8:00 | 1.2426 | 1.4524 | 2.847 | 4.1856 | 4.1856 | 4.1856 | 2.6221 | 3.065 | 6.0079 | 8.8327 | 8.8327 | 8.8327 | 1.7171 | 1.7499 | 1.7499 | 1.9346 | 2.1727 | 2.1727 | 2.8092 | 2.8629 | 2.8629 | 3.1651 | 3.5546 | 3.5546
9:00 | 1.1535 | 1.3483 | 2.6429 | 3.8855 | 3.8855 | 3.8855 | 2.3321 | 2.726 | 5.3433 | 7.8556 | 7.8556 | 7.8556 | 1.5242 | 1.5533 | 1.5533 | 1.7173 | 1.9286 | 1.9286 | 2.874 | 2.929 | 2.929 | 3.2382 | 3.6367 | 3.6367
10:00 | 1.0807 | 1.2632 | 2.4761 | 3.6403 | 3.6403 | 3.6403 | 2.1641 | 2.5297 | 4.9585 | 7.2899 | 7.2899 | 7.2899 | 1.3161 | 1.3412 | 1.3412 | 1.4828 | 1.6653 | 1.6653 | 2.8282 | 2.8823 | 2.8823 | 3.1866 | 3.5787 | 3.5787
11:00 | 1.0699 | 1.2506 | 2.4514 | 3.604 | 3.604 | 3.604 | 2.1336 | 2.494 | 4.8885 | 7.187 | 7.187 | 7.187 | 1.2132 | 1.2364 | 1.2364 | 1.3669 | 1.5351 | 1.5351 | 2.7824 | 2.8357 | 2.8357 | 3.135 | 3.5208 | 3.5208
12:00 | 1.0103 | 1.181 | 2.3149 | 3.4033 | 3.4033 | 3.4033 | 2.1603 | 2.5252 | 4.9498 | 7.277 | 7.277 | 7.277 | 1.1752 | 1.1976 | 1.1976 | 1.324 | 1.487 | 1.487 | 2.8702 | 2.9251 | 2.9251 | 3.2339 | 3.6318 | 3.6318
13:00 | 1.1024 | 1.2886 | 2.5258 | 3.7134 | 3.7134 | 3.7134 | 2.3855 | 2.7884 | 5.4657 | 8.0356 | 8.0356 | 8.0356 | 1.2829 | 1.3075 | 1.3075 | 1.4455 | 1.6233 | 1.6233 | 3.4351 | 3.5008 | 3.5008 | 3.8703 | 4.3466 | 4.3466
14:00 | 1.1316 | 1.3228 | 2.5928 | 3.8119 | 3.8119 | 3.8119 | 2.542 | 2.9714 | 5.8243 | 8.5627 | 8.5627 | 8.5627 | 1.4237 | 1.451 | 1.451 | 1.6041 | 1.8015 | 1.8015 | 4.1832 | 4.2632 | 4.2632 | 4.7132 | 5.2932 | 5.2932
15:00 | 1.2425 | 1.4523 | 2.8467 | 4.1852 | 4.1852 | 4.1852 | 2.4122 | 2.8197 | 5.5269 | 8.1256 | 8.1256 | 8.1256 | 1.6475 | 1.679 | 1.679 | 1.8563 | 2.0847 | 2.0847 | 4.1031 | 4.1815 | 4.1815 | 4.6229 | 5.1918 | 5.1918
16:00 | 1.3728 | 1.6047 | 3.1454 | 4.6242 | 4.6242 | 4.6242 | 2.5038 | 2.9267 | 5.7368 | 8.4341 | 8.4341 | 8.4341 | 1.9072 | 1.9437 | 1.9437 | 2.1489 | 2.4133 | 2.4133 | 4 | 4.0765 | 4.0765 | 4.5068 | 5.0614 | 5.0614
17:00 | 1.5154 | 1.7714 | 3.4722 | 5.1047 | 5.1047 | 5.1047 | 2.3092 | 2.6992 | 5.2908 | 7.7784 | 7.7784 | 7.7784 | 2.1007 | 2.1409 | 2.1409 | 2.3668 | 2.6581 | 2.6581 | 3.9809 | 4.057 | 4.057 | 4.4853 | 5.0372 | 5.0372
18:00 | 1.5424 | 1.8029 | 3.534 | 5.1956 | 5.1956 | 5.1956 | 2.3626 | 2.7617 | 5.4133 | 7.9584 | 7.9584 | 7.9584 | 2.1558 | 2.197 | 2.197 | 2.4289 | 2.7278 | 2.7278 | 4.1221 | 4.201 | 4.201 | 4.6444 | 5.2159 | 5.2159
19:00 | 1.526 | 1.7838 | 3.4965 | 5.1405 | 5.1405 | 5.1405 | 2.4885 | 2.9089 | 5.7018 | 8.3827 | 8.3827 | 8.3827 | 2.121 | 2.1616 | 2.1616 | 2.3898 | 2.6839 | 2.6839 | 3.8588 | 3.9326 | 3.9326 | 4.3477 | 4.8827 | 4.8827
20:00 | 1.4368 | 1.6795 | 3.292 | 4.8398 | 4.8398 | 4.8398 | 2.3779 | 2.7795 | 5.4482 | 8.0099 | 8.0099 | 8.0099 | 2.0163 | 2.0549 | 2.0549 | 2.2718 | 2.5514 | 2.5514 | 3.6412 | 3.7109 | 3.7109 | 4.1026 | 4.6074 | 4.6074
21:00 | 1.3349 | 1.5604 | 3.0586 | 4.4967 | 4.4967 | 4.4967 | 2.1374 | 2.4984 | 4.8973 | 7.1999 | 7.1999 | 7.1999 | 1.8889 | 1.925 | 1.925 | 2.1282 | 2.3901 | 2.3901 | 3.2214 | 3.283 | 3.283 | 3.6295 | 4.0762 | 4.0762
22:00 | 1.2124 | 1.4172 | 2.7779 | 4.084 | 4.084 | 4.084 | 2.0115 | 2.3512 | 4.6087 | 6.7756 | 6.7756 | 6.7756 | 1.6991 | 1.7316 | 1.7316 | 1.9144 | 2.15 | 2.15 | 2.7099 | 2.7617 | 2.7617 | 3.0533 | 3.429 | 3.429
23:00 | 1.1401 | 1.3326 | 2.6122 | 3.8403 | 3.8403 | 3.8403 | 1.7939 | 2.0969 | 4.1102 | 6.0427 | 6.0427 | 6.0427 | 1.5662 | 1.5962 | 1.5962 | 1.7647 | 1.9818 | 1.9818 | 2.2328 | 2.2755 | 2.2755 | 2.5157 | 2.8253 | 2.8253

## Feeder Loadings
Feeder | Summer |  | Winter |  | 2025 |  | 2026 |  | 2027 |  | 2028 |  | 2029 |  | 2029 |  | 2030
| Firm | Thermal | Firm | Thermal | Summer | Winter | Summer | Winter | Summer | Winter | Summer | Winter | Summer | Winter | Summer | Winter | Summer | Winter
Yarralumla | 4.7901 | 6.3931 | 5.4389 | 7.2519 | 2.6641 | 5.0687 | 3.1141 | 5.5187 | 6.1041 | 8.5087 | 8.9741 | 11.3787 | 8.9741 | 11.3787 | 8.9741 | 11.3787 | 8.9741 | 11.3787
Curtin north | 4.5038 | 6.0115 | 5.5153 | 7.3473 | 4.1832 | 5.5992 | 4.2632 | 5.6792 | 4.2632 | 5.6792 | 4.7132 | 6.1292 | 5.2932 | 6.7092 | 5.2932 | 6.7092 | 5.2932 | 6.7092
Above Firm
Above Thermal
Units: MVA/MW

## Methodology
Tab | Description
Annual Load | Hourly historical demand of relevant feeders and their hourly forecasts. These forecasts preserve relative percentage of seasonal peak demand in any given hour across a year, and scale the peak demand itself based on addition of point loads as described in the business case
Daily Load | Average Summer / Winter Day load: Calculated by averaging the demand at the same hour throughtout the year. Peak Summer / Winter Day load: The daily load profile on the day when the peak summer/winter demand occurs.
Feeder Loadings | Forecast peak seasonal loadings of relevant feeders in winter and summer.